## Medical Device Companies
Material | Category | image | Q1 2005 | Q2 2005 | Q3 2005 | Q4 2005 | Q1 2006 | Q2 2006 | Q3 2006 | Q4 2006 | Q1 2007 | Q2 2007 | Q3 2007 | Q4 2007 | Q1 2008 | Q2 2008 | Q3 2008 | Q4 2008 | Q1 2009 | Q2 2009 | Q3 2009 | Q4 2009 | Q1 2010 | Q2 2010 | Q3 2010 | Q4 2010 | Q1 2011 | Q2 2011 | Q3 2011 | Q4 2011 | Q1 2012 | Q2 2012 | Q3 2012 | Q4 2012 | Q1 2013 | Q2 2013 | Q3 2013 | Q4 2013 | Q1 2014 | Q2 2014 | Q3 2014 | Q4 2014 | Q1 2015 | Q2 2015 | Q3 2015 | Q4 2015 | Q1 2016 | Q2 2016 | Q3 2016 | Q4 2016 | Q1 2017 | Q2 2017 | Q3 2017 | Q4 2017 | Q1 2018 | Q2 2018 | Q3 2018 | Q4 2018 | Q1 2019 | Q2 2019 | Q3 2019
Abbott Lab | US | https://logo.clearbit.com/abbott.com | 5383 | 5524 | 5384 | 6047 | 4580 | 5501 | 5574 | 6821 | 5946 | 6371 | 6377 | 7221 | 6766 | 7314 | 7498 | 7950 | 6718 | 7495 | 7761 | 8790 | 7698 | 8826 | 8675 | 9968 | 9041 | 9616 | 9817 | 10377 | 5284 | 5313 | 5265 | 3188 | 5378 | 5446 | 4825 | 4008 | 4755 | 5057 | 5079 | 5356 | 4897 | 5170 | 5150 | 5188 | 4885 | 5333 | 5302 | 5333 | 6335 | 6637 | 6829 | 7589 | 7390 | 7767 | 7656 | 7765 | 7535 | 7979 | 8076
Medtronic | Ireland | https://logo.clearbit.com/medtronic.com | 2531 | 2778 | 2690 | 2765 | 2770 | 3067 | 2897 | 3075 | 3048 | 3279 | 3127 | 3124 | 3405 | 3859 | 3706 | 3570 | 3494 | 3829 | 3933 | 3838 | 3851 | 3770 | 3773 | 3903 | 3857 | 3975 | 3946 | 4023 | 3918 | 4297 | 4008 | 4095 | 4027 | 4460 | 4083 | 4194 | 4163 | 4565 | 4273 | 4366 | 4318 | 7304 | 7274 | 7058 | 6934 | 7567 | 7166 | 7345 | 7283 | 7916 | 7390 | 7050 | 7369 | 8144 | 7384 | 7481 | 7546 | 8146 | 7493
Stryker | US | https://logo.clearbit.com/stryker.com | 1203 | 1219 | 1172 | 1016 | 1321 | 1262 | 1231 | 1333 | 1426 | 1464 | 1453 | 1658 | 1634 | 1713 | 1653 | 1718 | 1601 | 1634 | 1653 | 1834 | 1799 | 1758 | 1768 | 1995 | 2015 | 2046 | 2031 | 2215 | 2161 | 2106 | 2052 | 2338 | 2190 | 2212 | 2151 | 2468 | 2305 | 2363 | 2389 | 2618 | 2379 | 2432 | 2420 | 2715 | 2495 | 2840 | 2833 | 3157 | 2955 | 3012 | 3006 | 3471 | 3241 | 3322 | 3242 | 3796 | 3516 | 3650 | 3587
Boston Scientific | US | https://logo.clearbit.com/bostonscientific.com | 1615 | 1617 | 1511 | 1540 | 1620 | 2110 | 2026 | 2065 | 2086 | 2071 | 2048 | 2152 | 2046 | 2024 | 1978 | 2002 | 2010 | 2074 | 2025 | 2079 | 1960 | 1928 | 1916 | 2002 | 1925 | 1975 | 1874 | 1848 | 1866 | 1828 | 1735 | 1820 | 1761 | 1809 | 1735 | 1838 | 1774 | 1873 | 1846 | 1887 | 1768 | 1843 | 1888 | 1978 | 1964 | 2126 | 2105 | 2191 | 2160 | 2257 | 2222 | 2409 | 2379 | 2490 | 2393 | 2561 | 2493 | 2631 | 2707
Baxter | US | https://logo.clearbit.com/baxter.com | 2383 | 2577 | 2398 | 2491 | 2409 | 2649 | 2557 | 2763 | 2675 | 2829 | 2750 | 3009 | 2877 | 3189 | 3151 | 3131 | 2824 | 3123 | 3145 | 3470 | 2927 | 3194 | 3224 | 3498 | 3284 | 3536 | 3479 | 3594 | 3388 | 3572 | 3477 | 3499 | 3448 | 3669 | 3710 | 4322 | 3848 | 4154 | 2709 | 2789 | 2403 | 2475 | 2487 | 2603 | 2375 | 2585 | 2558 | 2645 | 2475 | 2605 | 2707 | 2774 | 2677 | 2842 | 2767 | 2841 | 2632 | 2840 | 2851
Zimmer Biomet | US | https://logo.clearbit.com/zimmerbiomet.com | 829 | 847 | 763 | 848 | 860 | 882 | 820 | 934 | 950 | 971 | 903 | 1074 | 1059 | 1080 | 952 | 1030 | 993 | 1020 | 976 | 1107 | 1063 | 1058 | 965 | 1135 | 1116 | 1137 | 1032 | 1167 | 1141 | 1125 | 1026 | 1181 | 1139 | 1170 | 1074 | 1241 | 1162 | 1183 | 1106 | 1223 | 1134 | 1168 | 1762 | 1934 | 1904 | 1934 | 1833 | 1998 | 1972 | 1950 | 1813 | 2068 | 2018 | 2008 | 1837 | 2071 | 1976 | 1989 | 1892
ResMed | US | https://logo.clearbit.com/resmed.com | 108 | 125 | 127 | 146 | 162 | 171 | 164 | 178 | 183 | 191 | 186 | 203 | 212 | 235 | 218 | 223 | 228 | 252 | 247 | 275 | 279 | 292 | 282 | 306 | 313 | 342 | 315 | 333 | 349 | 372 | 340 | 377 | 384 | 415 | 358 | 384 | 398 | 415 | 380 | 423 | 422 | 453 | 412 | 455 | 454 | 519 | 465 | 530 | 514 | 557 | 524 | 601 | 592 | 624 | 588 | 651 | 662 | 705 | 681
Smith & Nephew | UK | https://logo.clearbit.com/smith-nephew.com | 625 | 652 | 609 | 673 | 643 | 686 | 679 | 771 | 744 | 813 | 845 | 967 | 911 | 1000 | 930 | 960 | 865 | 926 | 915 | 1066 | 995 | 959 | 941 | 1067 | 1055 | 1077 | 1032 | 1106 | 1079 | 1029 | 952 | 1077 | 1075 | 1074 | 1027 | 1175 | 1073 | 1147 | 1148 | 1249
Insulet | US | https://media.licdn.com/dms/image/C510BAQE7d29_H5MsNg/company-logo_400_400/0?e=1583366400&v=beta&t=LJ4cw1dBPmB1vxy0xNZNND6boX5HZkCzoEf4FmGG9Sg |  |  |  |  | 0 | 1 | 1 | 2 | 2 | 3 | 4 | 4 | 7 | 7 | 10 | 12 | 12 | 15 | 19 | 20 | 21 | 23 | 25 | 28 | 28 | 32 | 45 | 47 | 48 | 51 | 55 | 58 | 57 | 60 | 61 | 69 | 69 | 72 | 75 | 15 | 48 | 61 | 71 | 84 | 81 | 87 | 95 | 104 | 102 | 110 | 122 | 131 | 124 | 124 | 151 | 165 | 160 | 177 | 192
Bio-Rad Lab | US | https://logo.clearbit.com/bio-rad.com | 299 | 291 | 283 | 307 | 308 | 318 | 305 | 343 | 323 | 339 | 340 | 460 | 422 | 452 | 442 | 448 | 401 | 427 | 461 | 495 | 454 | 468 | 472 | 534 | 485 | 522 | 517 | 550 | 486 | 510 | 499 | 574 | 500 | 525 | 505 | 603 | 509 | 537 | 531 | 598 | 473 | 506 | 470 | 571 | 471 | 517 | 509 | 571 | 500 | 505 | 534 | 621 | 552 | 576 | 545 | 617 | 554 | 573 | 561
Hologic | US | https://logo.clearbit.com/hologic.com |  | 69 | 74 | 78 | 88 | 101 | 120 | 154 | 163 | 181 | 192 | 203 | 371 | 431 | 429 | 443 | 429 | 402 | 403 | 403 | 412 | 418 | 421 | 428 | 433 | 439 | 451 | 467 | 473 | 471 | 470 | 588 | 631 | 613 | 626 | 622 | 613 | 625 | 633 | 661 | 653 | 656 | 694 | 703 | 695 | 693 | 717 | 727 | 734 | 715 | 806 | 803 | 791 | 789 | 824 | 814 | 831 | 818 | 852
Thermo Fisher Scientific | US | https://logo.clearbit.com/thermofisher.com | 559 | 654 | 679 | 741 | 684 | 714 | 725 | 1669 | 2338 | 2386 | 2401 | 2621 | 2554 | 2710 | 2588 | 2646 | 2255 | 2484 | 2531 | 2641 | 2627 | 2596 | 2629 | 2542 | 2721 | 2854 | 2933 | 3051 | 3057 | 3108 | 3086 | 3259 | 3192 | 3240 | 3192 | 3467 | 3904 | 4322 | 4171 | 4493 | 3919 | 4271 | 4123 | 4652 | 4295 | 4535 | 4491 | 4953 | 4765 | 4990 | 5116 | 6047 | 5853 | 6078 | 5920 | 6507 | 6125 | 6316 | 6272
Intuitive Surgical | US | https://cdn.theorg.com/d522f6d5-8b3a-413e-84db-d21843316627_medium.png | 42 | 53 | 61 | 72 | 77 | 87 | 96 | 113 | 114 | 140 | 157 | 189 | 188 | 219 | 236 | 232 | 188 | 261 | 280 | 323 | 329 | 351 | 344 | 389 | 388 | 426 | 447 | 497 | 495 | 537 | 538 | 609 | 611 | 579 | 499 | 576 | 465 | 512 | 550 | 605 | 532 | 586 | 590 | 677 | 595 | 670 | 683 | 759 | 680 | 759 | 808 | 892 | 848 | 909 | 921 | 1047 | 974 | 1099 | 1128
Edward Lifescience | US | https://logo.clearbit.com/edwards.com | 249 | 258 | 241 | 250 | 257 | 267 | 247 | 266 | 264 | 273 | 261 | 293 | 297 | 328 | 304 | 310 | 314 | 336 | 326 | 347 | 341 | 365 | 349 | 392 | 405 | 431 | 413 | 430 | 459 | 482 | 448 | 511 | 497 | 517 | 496 | 536 | 522 | 575 | 607 | 618 | 590 | 617 | 616 | 671 | 697 | 759 | 739 | 768 | 884 | 842 | 822 | 889 | 895 | 944 | 907 | 978 | 993 | 1087 | 1094
Fresenius Medical Care | Germany | https://logo.clearbit.com/fmcna.com | 1609 | 1670 | 1717 | 1772 | 1750 | 2165 | 2234 | 2352 | 2321 | 2404 | 2426 | 2569 | 2512 | 2665 | 2713 | 2722 | 2560 | 2764 | 2889 | 3035 | 2882 | 2946 | 3058 | 3167 | 3036 | 3194 | 3242 | 3323 | 3249 | 3428 | 3418 | 3706 | 3464 | 3613 | 3666 | 3867 | 3564 | 3835 | 4113 | 4320 | 3960 | 4199 | 4231 | 4348 | 4205 | 4420 | 4598 | 4687 | 4847 | 4919 | 5096 | 5239 | 4887 | 5025 | 4718 | 4912 | 4694 | 4884 | 4914
IDEXX Lab | US | https://logo.clearbit.com/idexx.com | 152 | 161 | 158 | 167 | 168 | 191 | 187 | 192 | 211 | 237 | 229 | 245 | 249 | 281 | 251 | 243 | 236 | 266 | 259 | 270 | 269 | 281 | 270 | 284 | 293 | 318 | 301 | 307 | 323 | 336 | 315 | 320 | 332 | 353 | 338 | 354 | 360 | 390 | 384 | 352 | 382 | 413 | 406 | 400 | 418 | 467 | 448 | 443 | 462 | 509 | 492 | 506 | 538 | 581 | 545 | 549 | 576 | 620 | 605
DexCom | US | https://logo.clearbit.com/dexcom.pro | [6 empty] | 1 | 1 | 1 | 1 | 1 | 2 | 2 | 2 | 2 | 4 | 5 | 7 | 7 | 10 | 10 | 12 | 12 | 16 | 14 | 21 | 18 | 22 | 20 | 23 | 23 | 33 | 30 | 36 | 43 | 52 | 47 | 59 | 69 | 84 | 73 | 93 | 105 | 131 | 116 | 137 | 149 | 171 | 142 | 171 | 185 | 221 | 184 | 243 | 267 | 338 | 281 | 336 | 396
Teleflex | US | https://cdn.idataresearch.com/wp-content/uploads/2017/05/teleflex-7x4.jpg | 624 | 657 | 587 | 647 | 600 | 650 | 606 | 449 | 440 | 452 | 459 | 224 | 542 | 560 | 504 | 306 | 440 | 439 | 441 | 115 | 367 | 358 | 345 | 327 | 354 | 381 | 363 | 395 | 381 | 383 | 368 | 419 | 412 | 420 | 414 | 451 | 439 | 468 | 457 | 476 | 429 | 452 | 444 | 485 | 425 | 474 | 456 | 514 | 488 | 529 | 535 | 595 | 587 | 610 | 610 | 642 | 614 | 653 | 648
STERIS | Ireland | https://logo.clearbit.com/steris.com | 288 | 268 | 273 | 287 | 331 | 265 | 284 | 299 | 350 | 281 | 295 | 314 | 375 | 312 | 323 | 319 | 344 | 284 | 314 | 328 | 332 | 189 | 312 | 328 | 378 | 319 | 343 | 355 | 390 | 337 | 356 | 380 | 428 | 368 | 384 | 406 | 465 | 413 | 463 | 473 | 502 | 440 | 490 | 619 | 690 | 638 | 646 | 647 | 681 | 608 | 634 | 662 | 716 | 639 | 679 | 696 | 768 | 697 | 737
Varian Medical | US | https://logo.clearbit.com/varian.com | 351 | 347 | 386 | 334 | 414 | 396 | 454 | 388 | 443 | 424 | 501 | 451 | 518 | 507 | 593 | 509 | 554 | 510 | 642 | 541 | 586 | 578 | 652 | 580 | 648 | 649 | 719 | 625 | 720 | 705 | 756 | 678 | 768 | 726 | 770 | 712 | 779 | 748 | 812 | 738 | 759 | 784 | 209 | 757 | 615 | 643 | 579 | 602 | 663 | 633 | 722 | 679 | 730 | 709 | 802 | 741 | 779 | 826 | 879
Masimo | US | https://logo.clearbit.com/masimopersonalhealth.co.uk | [6 empty] | 56 | 58 | 59 | 64 | 64 | 69 | 71 | 75 | 78 | 83 | 85 | 84 | 87 | 93 | 99 | 100 | 101 | 106 | 113 | 110 | 104 | 112 | 119 | 123 | 119 | 132 | 136 | 137 | 131 | 142 | 140 | 141 | 144 | 162 | 155 | 156 | 153 | 167 | 171 | 173 | 168 | 201 | 197 | 192 | 193 | 208 | 213 | 212 | 211 | 223 | 232 | 230 | 229

## foiclass
REVIEW_PANEL | MEDICALSPECIALTY | PRODUCTCODE | DEVICENAME | DEVICECLASS | UNCLASSIFIED_REASON | GMPEXEMPTFLAG | THIRDPARTYFLAG | REVIEWCODE | REGULATIONNUMBER | SUBMISSION_TYPE_ID | DEFINITION | PHYSICALSTATE | TECHNICALMETHOD | TARGETAREA | Implant_Flag | Life_Sustain_support_flag | SummaryMalfunctionReporting
AN | AN | BRW | Protector, Dental | 1 |  | N | N |  | 868.582 | 4 |  |  |  |  | N | N | Eligible
AN | AN | BRX | Stool, Anesthesia | 1 |  | N | N |  | 868.67 | 4 |  |  |  |  | N | N | Eligible
AN | AN | BRY | Cabinet, Table And Tray, Anesthesia | 1 |  | N | N |  | 868.61 | 4 |  |  |  |  | N | N | Eligible
AN | AN | BSE | Analyzer, Gas, Helium, Gaseous-Phase | 2 |  | N | Y |  | 868.164 | 1 |  |  |  |  | N | N | Eligible
AN | AN | BSF | Absorber, Carbon-Dioxide | 1 |  | N | N |  | 868.531 | 4 |  |  |  |  | N | N | Eligible
AN | AN | BSI | Algesimeter, Powered | 2 |  | N | N |  | 868.104 | 4 |  |  |  |  | N | N | Eligible
AN | AN | BSJ | Mask, Gas, Anesthetic | 1 |  | N | N |  | 868.555 | 4 |  |  |  |  | N | N | Eligible
AN | AN | BSK | Cuff, Tracheal Tube, Inflatable | 2 |  | N | Y |  | 868.575 | 1 |  |  |  |  | N | Y | Eligible
AN | AN | BSN | Filter, Conduction, Anesthetic | 2 |  | N | Y |  | 868.513 | 1 |  |  |  |  | N | N | Eligible
AN | AN | BSO | Catheter, Conduction, Anesthetic | 2 |  | N | Y |  | 868.512 | 1 |  |  |  |  | N | N | Eligible
AN | AN | BSP | Needle, Conduction, Anesthetic (W/Wo Introducer) | 2 |  | N | Y |  | 868.515 | 1 |  |  |  |  | N | N | Eligible
AN | AN | BSR | Stylet, Tracheal Tube | 1 |  | N | N |  | 868.579 | 4 |  |  |  |  | N | N | Eligible
AN | AN | BSY | Catheters, Suction, Tracheobronchial | 1 |  | N | N |  | 868.681 | 4 |  |  |  |  | N | N | Eligible
AN | AN | BSZ | Gas-Machine, Anesthesia | 2 |  | N | N |  | 868.516 | 1 |  |  |  |  | N | Y | Ineligible
AN | AN | BTB | Hook, Ether | 1 |  | Y | N |  | 868.542 | 4 |  |  |  |  | N | N | Eligible
AN | AN | BTC | Bag, Reservoir | 1 |  | N | N |  | 868.532 | 4 |  |  |  |  | N | N | Eligible
AN | AN | BTI | Compressor, Air, Portable | 2 |  | N | N |  | 868.625 | 4 |  |  |  |  | N | N | Eligible
AN | AN | BTK | Strap, Head, Gas Mask | 1 |  | N | N |  | 868.556 | 4 |  |  |  |  | N | N | Eligible
AN | AN | BTL | Ventilator, Emergency, Powered (Resuscitator) | 2 |  | N | N |  | 868.5925 | 1 |  |  |  |  | N | Y | Eligible
AN | AN | BTM | Ventilator, Emergency, Manual (Resuscitator) | 2 |  | N | Y |  | 868.5915 | 1 |  |  |  |  | N | Y | Eligible
AN | AN | BTO | Tube, Tracheostomy (W/Wo Connector) | 2 |  | N | Y |  | 868.58 | 1 |  |  |  |  | N | Y | Eligible
AN | AN | BTP | Dropper, Ether | 1 |  | Y | N |  | 868.542 | 4 |  |  |  |  | N | N | Eligible
AN | AN | BTQ | Airway, Nasopharyngeal | 1 |  | N | N |  | 868.51 | 4 |  |  |  |  | N | N | Eligible
AN | AN | BTR | Tube, Tracheal (W/Wo Connector) | 2 |  | N | N |  | 868.573 | 1 |  |  |  |  | N | Y | Eligible
AN | AN | BTS | Tube, Bronchial (W/Wo Connector) | 2 |  | N | N |  | 868.572 | 1 |  |  |  |  | N | Y | Eligible
AN | AN | BTT | Humidifier, Respiratory Gas, (Direct Patient Interface) | 2 |  | N | N |  | 868.545 | 1 |  |  |  |  | N | N | Eligible
AN | AN | BTY | Calculator, Predicted Values, Pulmonary Function | 2 |  | N | Y |  | 868.189 | 1 |  |  |  |  | N | N | Eligible
AN | AN | BWB | Forceps, Tube Introduction | 1 |  | N | N |  | 868.578 | 4 |  |  |  |  | N | N | Eligible
AN | AN | BWC | Needle, Emergency Airway | 2 |  | N | Y |  | 868.509 | 1 |  |  |  |  | N | Y | Eligible
AN | AN | BWF | Spirometer, Therapeutic (Incentive) | 2 |  | N | Y |  | 868.569 | 1 |  |  |  |  | N | N | Eligible
AN | AN | BWL | Apparatus, Electronanesthesia | 3 |  | N | N |  | 868.54 | 2 | Call for PMAs 12/26/96 (61 FR 50706 (9/27/96)) |  |  |  | N | N | Eligible
AN | AN | BXA | Analyzer, Gas, Water Vapor, Gaseous-Phase | 1 |  | N | N |  | 868.1975 | 4 |  |  |  |  | N | N | Eligible
AN | AN | BXH | Gauge, Gas Pressure, Cylinder/Pipeline | 1 |  | N | N |  | 868.261 | 4 |  |  |  |  | N | N | Eligible
AN | AN | BXJ | Clip, Nose | 1 |  | Y | N |  | 868.6225 | 4 |  |  |  |  | N | N | Eligible
AN | AN | BXK | Gas, Calibration (Specified Concentration) | 1 |  | N | N |  | 868.64 | 4 |  |  |  |  | N | N | Eligible
AN | AN | BXL | Algesimeter, Manual | 1 |  | Y | N |  | 868.103 | 4 |  |  |  |  | N | N | Eligible
AN | AN | BXM | Stimulator, Nerve, Ac-Powered | 2 |  | N | Y |  | 868.2775 | 1 |  |  |  |  | N | N | Eligible
AN | AN | BXN | Stimulator, Nerve, Battery-Powered | 2 |  | N | Y |  | 868.2775 | 1 |  |  |  |  | N | N | Eligible
AN | AN | BXO | Transducer, Gas Pressure | 1 |  | N | N |  | 868.29 | 4 |  |  |  |  | N | N | Eligible
AN | AN | BXP | Transducer, Gas Flow | 1 |  | N | N |  | 868.2885 | 4 |  |  |  |  | N | N | Eligible
AN | AN | BXQ | Rhinoanemometer (Measurement Of Nasal Decongestion) | 2 |  | N | Y |  | 868.18 | 1 |  |  |  |  | N | N | Eligible
AN | AN | BXR | Meter, Airway Pressure (Inspiratory Force) | 2 |  | N | Y |  | 868.178 | 1 |  |  |  |  | N | N | Eligible
AN | AN | BXW | Calibrator, Volume, Gas | 1 |  | N | N |  | 868.187 | 4 |  |  |  |  | N | N | Eligible
AN | AN | BXX | Calibrator, Pressure, Gas | 1 |  | N | N |  | 868.262 | 4 |  |  |  |  | N | N | Eligible
AN | AN | BXY | Flowmeter, Calibration, Gas | 1 |  | N | N |  | 868.235 | 4 |  |  |  |  | N | N | Eligible
AN | AN | BYD | Condenser, Heat And Moisture (Artificial Nose) | 1 |  | N | N |  | 868.5375 | 4 |  |  |  |  | N | N | Eligible
AN | AN | BYE | Attachment, Breathing, Positive End Expiratory Pressure | 2 |  | N | N |  | 868.5965 | 1 |  |  |  |  | N | Y | Eligible
AN | AN | BYF | Mask, Oxygen, Low Concentration, Venturi | 1 |  | N | N |  | 868.56 | 4 |  |  |  |  | N | N | Eligible
AN | AN | BYG | Mask, Oxygen | 1 |  | N | N |  | 868.558 | 4 |  |  |  |  | N | N | Eligible
AN | AN | BYH | Drain, Tee (Water Trap) | 1 |  | N | N |  | 868.5995 | 4 |  |  |  |  | N | N | Eligible
AN | AN | BYI | Percussor, Powered-Electric | 2 |  | N | Y |  | 868.5665 | 1 |  |  |  |  | N | N | Eligible
AN | AN | BYJ | Unit, Liquid-Oxygen, Portable | 2 |  | N | Y |  | 868.5655 | 1 |  |  |  |  | N | N | Eligible
AN | AN | BYK | Tent, Oxygen, Electrically Powered | 2 |  | N | N |  | 868.571 | 1 |  |  |  |  | N | Y | Eligible
AN | AN | BYL | Tent, Oxygen | 1 |  | N | N |  | 868.57 | 4 |  |  |  |  | N | N | Eligible
AN | AN | BYM | Tube, Thorpe, Uncompensated | 1 |  | N | N |  | 868.232 | 4 |  |  |  |  | N | N | Eligible
AN | AN | BYN | Chair, Posture, For Cardiac And Pulmonary Treatment | 1 |  | N | N |  | 868.5365 | 4 |  |  |  |  | N | N | Eligible
AN | AN | BYO | Bottle, Blow | 1 |  | Y | N |  | 868.522 | 4 |  |  |  |  | N | N | Eligible
AN | AN | BYP | Mouthpiece, Breathing | 1 |  | N | N |  | 868.562 | 4 |  |  |  |  | N | N | Eligible
AN | AN | BYR | Transducer, Gas Pressure, Differential | 1 |  | N | N |  | 868.2875 | 4 |  |  |  |  | N | N | Eligible
AN | AN | BYT | Ventilator, External Body, Negative Pressure, Adult (Cuirass) | 2 |  | N | N |  | 868.5935 | 1 |  |  |  |  | N | Y | Eligible
AN | AN | BYW | Device, Rebreathing | 1 |  | N | N |  | 868.5675 | 4 |  |  |  |  | N | N | Eligible
AN | AN | BYX | Tubing, Pressure And Accessories | 1 |  | N | N |  | 868.586 | 4 |  |  |  |  | N | N | Eligible
AN | AN | BZA | Connector, Airway (Extension) | 1 |  | N | N |  | 868.581 | 4 |  |  |  |  | N | N | Eligible
AN | AN | BZB | Catheter, Nasal, Oxygen | 1 |  | N | N |  | 868.535 | 4 |  |  |  |  | N | N | Eligible
AN | AN | BZC | Calculator, Pulmonary Function Data | 2 |  | N | Y |  | 868.188 | 1 |  |  |  |  | N | N | Eligible
AN | AN | BZD | Ventilator, Non-Continuous (Respirator) | 2 |  | N | N |  | 868.5905 | 1 |  |  |  |  | N | N | Eligible
AN | AN | BZE | Heater, Breathing System W/Wo Controller (Not Humidifier Or Nebulizer | 2 |  | N | Y |  | 868.527 | 1 |  |  |  |  | N | N | Eligible
AN | AN | BZG | Spirometer, Diagnostic | 2 |  | N | Y |  | 868.184 | 1 |  |  |  |  | N | N | Eligible
AN | AN | BZH | Meter, Peak Flow, Spirometry | 2 |  | N | Y |  | 868.186 | 1 |  |  |  |  | N | N | Eligible
AN | AN | BZK | Spirometer, Monitoring (W/Wo Alarm) | 2 |  | N | Y |  | 868.185 | 1 |  |  |  |  | N | N | Eligible
AN | AN | BZL | Computer, Oxygen-Uptake | 2 |  | N | Y |  | 868.173 | 1 |  |  |  |  | N | N | Eligible
AN | AN | BZM | Calculator, Pulmonary Function Interpretor (Diagnostic) | 2 |  | N | Y |  | 868.19 | 1 |  |  |  |  | N | N | Eligible
AN | AN | BZN | Cart, Emergency, Cardiopulmonary (Excluding Equipment) | 1 |  | Y | N |  | 868.6175 | 4 |  |  |  |  | N | N | Eligible
AN | AN | BZO | Set, Tubing And Support, Ventilator (W Harness) | 1 |  | N | N |  | 868.5975 | 4 |  |  |  |  | N | N | Eligible
AN | AN | BZQ | Monitor, Breathing Frequency | 2 |  | N | Y |  | 868.2375 | 1 |  |  |  |  | N | N | Eligible
AN | AN | BZR | Mixer, Breathing Gases, Anesthesia Inhalation | 2 |  | N | Y |  | 868.533 | 1 |  |  |  |  | N | Y | Eligible
AN | AN | BZS | Stethoscope Head | 1 |  | N | N |  | 868.193 | 4 |  |  |  |  | N | N | Eligible
AN | AN | BZT | Stethoscope, Esophageal, With Electrical Conductors | 2 |  | N | Y |  | 868.192 | 1 |  |  |  |  | N | N | Eligible
AN | AN | BZW | Stethoscope, Esophageal | 1 |  | N | N |  | 868.191 | 4 |  |  |  |  | N | N | Eligible
AN | AN | CAD | Vaporizer, Anesthesia, Non-Heated | 2 |  | N | Y |  | 868.588 | 1 |  |  |  |  | N | N | Eligible
AN | AN | CAE | Airway, Oropharyngeal, Anesthesiology | 1 |  | N | N |  | 868.511 | 4 |  |  |  |  | N | N | Eligible
AN | AN | CAF | Nebulizer (Direct Patient Interface) | 2 |  | N | N |  | 868.563 | 1 |  |  |  |  | N | N | Eligible
AN | AN | CAG | Circulator, Breathing-Circuit | 2 |  | N | N |  | 868.525 | 1 |  |  |  |  | N | Y | Eligible
AN | AN | CAI | Circuit, Breathing (W Connector, Adaptor, Y Piece) | 1 |  | N | N |  | 868.524 | 4 |  |  |  |  | N | N | Eligible
AN | AN | CAL | Laryngoscope, Non-Rigid | 1 |  | N | N |  | 868.553 | 4 |  |  |  |  | N | N | Eligible
AN | AN | CAM | Yoke Assembly, Medical Gas | 1 |  | N | N |  | 868.6885 | 4 |  |  |  |  | N | N | Eligible
AN | AN | CAN | Regulator, Pressure, Gas Cylinder | 1 |  | N | N |  | 868.27 | 4 |  |  |  |  | N | N | Eligible
AN | AN | CAO | Airway, Esophageal (Obturator) | 2 |  | N | N |  | 868.565 | 1 |  |  |  |  | N | Y | Eligible
AN | AN | CAP | Monitor, Airway Pressure (Includes Gauge And/Or Alarm) | 2 |  | N | Y |  | 868.26 | 1 |  |  |  |  | N | N | Eligible
AN | AN | CAT | Cannula, Nasal, Oxygen | 1 |  | N | N |  | 868.534 | 4 |  |  |  |  | N | N | Eligible
AN | AN | CAW | Generator, Oxygen, Portable | 2 |  | N | Y |  | 868.544 | 1 |  |  |  |  | N | N | Eligible
AN | AN | CAX | Flowmeter, Tube, Thorpe, Back-Pressure Compensated | 1 |  | N | N |  | 868.234 | 4 |  |  |  |  | N | N | Eligible
AN | AN | CAZ | Anesthesia Conduction Kit | 2 |  | N | Y |  | 868.514 | 1 | This product code has been established in accordance with the May 20, 1997, Guidance entitled, Convenience Kits Interim Regulatory Guidance, found at www.fda.gov/cdrh/ode/convkit.html. This type of convenience kit, as listed in the guidance above, is under enforcement discretion, and does not require a premarket notification (510(k)) to market if it meets all criteria in the guidance. | This product code has been established in accordance with the May 20, 1997, Guidance entitled, Convenience Kits Interim Regulatory Guidance, found at www.fda.gov/cdrh/ode/convkit.html. This type of convenience kit, as listed in the guidance above, is under enforcement discretion, and does not require a premarket notification (510(k)) to market if it meets all criteria in the guidance. | This product code has been established in accordance with the May 20, 1997, Guidance entitled, Convenience Kits Interim Regulatory Guidance, found at www.fda.gov/cdrh/ode/convkit.html. This type of convenience kit, as listed in the guidance above, is under enforcement discretion, and does not require a premarket notification (510(k)) to market if it meets all criteria in the guidance. | This product code has been established in accordance with the May 20, 1997, Guidance entitled, Convenience Kits Interim Regulatory Guidance, found at www.fda.gov/cdrh/ode/convkit.html. This type of convenience kit, as listed in the guidance above, is under enforcement discretion, and does not require a premarket notification (510(k)) to market if it meets all criteria in the guidance. | N | N | Eligible
AN | AN | CBA | Monitor, Air Embolism, Ultrasonic | 2 |  | N | Y |  | 868.2025 | 1 |  |  |  |  | N | N | Eligible
AN | AN | CBF | Chamber, Hyperbaric | 2 |  | N | Y |  | 868.547 | 1 |  |  |  |  | N | Y | Eligible
AN | AN | CBG | Spreader, Cuff | 1 |  | Y | N |  | 868.576 | 4 |  |  |  |  | N | N | Eligible
AN | AN | CBH | Device, Fixation, Tracheal Tube | 1 |  | N | N |  | 868.577 | 4 |  |  |  |  | N | N | Eligible
AN | AN | CBI | Tube, Tracheal/Bronchial, Differential Ventilation (W/Wo Connector) | 2 |  | N | N |  | 868.574 | 1 |  |  |  |  | N | Y | Eligible
AN | AN | CBK | Ventilator, Continuous, Facility Use | 2 |  | N | N |  | 868.5895 | 1 |  |  |  |  | N | Y | Ineligible
AN | AN | CBL | Absorbent, Carbon-Dioxide | 1 |  | N | N |  | 868.53 | 4 |  |  |  |  | N | N | Eligible
AN | AN | CBN | Apparatus, Gas-Scavenging | 2 |  | N | Y |  | 868.543 | 1 |  |  |  |  | N | N | Eligible
AN | AN | CBO | Attachment, Intermittent Mandatory Ventilation (Imv) | 2 |  | N | N |  | 868.5955 | 1 |  |  |  |  | N | Y | Eligible
AN | AN | CBP | Valve, Non-Rebreathing | 2 |  | N | Y |  | 868.587 | 1 |  |  |  |  | N | Y | Eligible
AN | AN | CBQ | Analyzer, Gas, Enflurane, Gaseous-Phase (Anesthetic Concentration) | 2 |  | N | Y |  | 868.15 | 1 |  |  |  |  | N | N | Eligible
AN | AN | CBR | Analyzer, Gas, Nitrous-Oxide, Gaseous Phase (Anesthetic Conc.) | 2 |  | N | Y |  | 868.17 | 1 |  |  |  |  | N | N | Eligible
AN | AN | CBS | Analyzer, Gas, Halothane, Gaseous-Phase (Anesthetic Conc.) | 2 |  | N | Y |  | 868.162 | 1 |  |  |  |  | N | N | Eligible
AN | AN | CBT | Arterial Blood Sampling Kit | 1 |  | N | N |  | 868.11 | 7 | This product code has been established in accordance with the may 20, 1997, guidance entitled, convenience kits interim regulatory guidance, found at www.Fda.Gov/cdrh/ode/convkit.Html. This type of convenience kit, as listed in the guidance above, is under enforcement discretion, and does not require a premarket notification (510(k)) to market if it meets all criteria in the guidance. | This product code has been established in accordance with the May 20, 1997, Guidance entitled, Convenience Kits Interim Regulatory Guidance, found at www.fda.gov/cdrh/ode/convkit.html. This type of convenience kit, as listed in the guidance above, is under enforcement discretion, and does not require a premarket notification (510(k)) to market if it meets all criteria in the guidance. | This product code has been established in accordance with the May 20, 1997, Guidance entitled, Convenience Kits Interim Regulatory Guidance, found at www.fda.gov/cdrh/ode/convkit.html. This type of convenience kit, as listed in the guidance above, is under enforcement discretion, and does not require a premarket notification (510(k)) to market if it meets all criteria in the guidance. | This product code has been established in accordance with the May 20, 1997, Guidance entitled, Convenience Kits Interim Regulatory Guidance, found at www.fda.gov/cdrh/ode/convkit.html. This type of convenience kit, as listed in the guidance above, is under enforcement discretion, and does not require a premarket notification (510(k)) to market if it meets all criteria in the guidance. | N | N | Eligible
AN | AN | CBZ | Analyzer, Ion, Hydrogen-Ion (Ph), Blood-Phase, Indwelling | 2 |  | N | Y |  | 868.117 | 1 |  |  |  |  | N | N | Eligible
AN | AN | CCC | Analyzer, Gas, Carbon-Dioxide, Partial Pressure, Blood-Phase, Indwelling | 2 |  | N | Y |  | 868.115 | 1 |  |  |  |  | N | N | Eligible
AN | AN | CCE | Analyzer, Gas, Oxygen, Partial Pressure, Blood-Phase, Indwelling | 2 |  | N | Y |  | 868.12 | 1 |  |  |  |  | N | N | Eligible
AN | AN | CCI | Analyzer, Gas, Nitrogen, Gaseous-Phase | 2 |  | N | Y |  | 868.169 | 1 |  |  |  |  | N | N | Eligible
AN | AN | CCJ | Analyzer, Gas, Carbon-Monoxide, Gaseous-Phase | 2 |  | N | Y |  | 868.143 | 1 |  |  |  |  | N | N | Eligible
AN | AN | CCK | Analyzer, Gas, Carbon-Dioxide, Gaseous-Phase | 2 |  | N | Y |  | 868.14 | 1 |  |  |  |  | N | N | Eligible
AN | AN | CCL | Analyzer, Gas, Oxygen, Gaseous-Phase | 2 |  | N | Y |  | 868.172 | 1 |  |  |  |  | N | N | Eligible
AN | AN | CCM | Plethysmograph, Pressure | 2 |  | N | Y |  | 868.175 | 1 |  |  |  |  | N | N | Eligible
AN | AN | CCN | Flowmeter, Nonback-Pressure Compensated, Bourdon Gauge | 1 |  | N | N |  | 868.23 | 4 |  |  |  |  | N | N | Eligible
AN | AN | CCO | Bed, Rocking, Breathing Assist | 2 |  | N | N |  | 868.518 | 4 |  |  |  |  | N | Y | Eligible
AN | AN | CCQ | Nebulizer, Medicinal, Non-Ventilatory (Atomizer) | 1 |  | N | N |  | 868.564 | 4 |  |  |  |  | N | N | Eligible
AN | AN | CCT | Applicator (Laryngo-Tracheal), Topical Anesthesia | 2 |  | N | Y |  | 868.517 | 1 |  |  |  |  | N | N | Eligible
AN | AN | CCW | Laryngoscope, Rigid | 1 |  | N | N |  | 868.554 | 4 |  |  |  |  | N | N | Eligible
AN | AN | CCX | Support, Patient Position | 1 |  | N | N |  | 868.682 | 4 |  |  |  |  | N | N | Eligible
AN | AN | ECX | Cylinder, Compressed Gas, And Valve | 1 |  | N | N |  | 868.27 | 4 |  |  |  |  | N | N | Eligible
AN | AN | EPE | Brush, Cleaning, Tracheal Tube | 1 |  | Y | N |  | 868.5795 | 4 |  |  |  |  | N | N | Eligible
AN | AN | FLS | Monitor, Apnea, Facility Use | 2 |  | N | N |  | 868.2377 | 1 |  |  |  |  | N | Y | Eligible
AN | AN | FNC | Tent, Pediatric Aerosol | 2 |  | N | N |  | 868.571 | 1 |  |  |  |  | N | N | Eligible
AN | AN | FOG | Hood, Oxygen, Infant | 1 |  | N | N |  | 868.57 | 4 |  |  |  |  | N | N | Eligible
AN | AN | JAX | Pneumotachometer | 2 |  | N | N |  | 868.255 | 4 |  |  |  |  | N | N | Eligible
AN | AN | JAY | Support, Breathing Tube | 1 |  | N | N |  | 868.528 | 4 |  |  |  |  | N | N | Eligible
AN | AN | JED | Analyzer, Oxyhemoglobin Concentration, Blood-Phase, Indwelling | 3 |  | N | N |  | 868.112 | 2 | A PMA or notice of completion of a PDP is required to be filed with the Food and Drug Administration on or before September 21, 2004, for any indwelling blood oxyhemoglobin concentration analyzer that was in commercial distribution before May 28, 1976, or that has, on or before September 21, 2004, been found to be substantially equivalent to an indwelling blood oxyhemoglobin concentration analyzer that was in commercial distribution before May 28, 1976. Any other indwelling blood oxyhemoglobin concentration analyzer shall have an approved PMA or declared completed PDP in effect before being placed in commercial distribution. |  |  |  | N | N | Eligible
AN | AN | JEF | Analyzer, Gas, Neon, Gaseous-Phase | 2 |  | N | Y |  | 868.167 | 1 |  |  |  |  | N | N | Eligible
AN | AN | JEG | Analyzer, Gas, Argon, Gaseous-Phase | 2 |  | N | Y |  | 868.1075 | 1 |  |  |  |  | N | N | Eligible
AN | AN | JEH | Plethysmograph, Volume | 2 |  | N | Y |  | 868.176 | 1 |  |  |  |  | N | N | Eligible
AN | AN | JEZ | Monitor, Lung Water Measurement | 3 |  | N | N |  | 868.245 | 2 |  |  |  |  | N | N | Eligible
AN | AN | JFE | Valve, Switching (Ploss) | 1 |  | Y | N |  | 868.1965 | 4 |  |  |  |  | N | N | Eligible
AN | AN | JOH | Tube Tracheostomy And Tube Cuff | 2 |  | N | Y |  | 868.58 | 1 |  |  |  |  | N | Y | Eligible
AN | AN | KFZ | Humidifier, Non-Direct Patient Interface (Home-Use) | 1 |  | N | N |  | 868.546 | 4 |  |  |  |  | N | N | Eligible
AN | AN | KGB | Mask, Oxygen, Non-Rebreathing | 1 |  | N | N |  | 868.557 | 4 |  |  |  |  | N | N | Eligible
AN | AN | KGK | Gas, Collecting Vessel | 1 |  | N | N |  | 868.1575 | 4 |  |  |  |  | N | N | Eligible
AN | AN | KHA | Mask, Scavenging | 1 |  | N | N |  | 868.559 | 4 |  |  |  |  | N | N | Eligible
AN | AN | KLK | Monitor, Oxygen, Cutaneous, For Infant Not Under Gas Anesthesia | 2 |  | N | N |  | 868.25 | 4 |  |  |  |  | N | N | Eligible
AN | AN | KOI | Stimulator, Nerve, Peripheral, Electric | 2 |  | N | Y |  | 868.2775 | 1 |  |  |  |  | N | N | Eligible
AN | AN | LKD | Monitor, Carbon-Dioxide, Cutaneous | 2 |  | N | N |  | 868.248 | 1 |  |  |  |  | N | N | Eligible
AN | AN | LNZ | Changer, Tube, Endotracheal | 2 |  | N | Y |  | 868.573 | 1 |  |  |  |  | N | N | Eligible
AN | AN | LPP | Monitor, Oxygen, Cutaneous, For Uses Other Than For Infant Not Under Gas Anesthesia | 2 |  | N | N |  | 868.25 | 4 |  |  |  |  | N | N | Eligible
AN | AN | MIA | Needle, Spinal, Short Term | 2 |  | N | Y |  | 868.515 | 1 |  |  |  |  | N | N | Eligible
AN | AN | MNR | Ventilatory Effort Recorder | 2 |  | N | Y |  | 868.2375 | 1 |  |  |  |  | N | N | Eligible
AN | AN | MNS | Ventilator, Continuous, Non-Life-Supporting | 2 |  | N | N |  | 868.5895 | 1 |  |  |  |  | N | N | Ineligible
AN | AN | MNT | Ventilator, Continuous, Minimal Ventilatory Support, Facility Use | 2 |  | N | N |  | 868.5895 | 1 |  |  |  |  | N | Y | Ineligible
AN | AN | MOD | Accessory To Continuous Ventilator (Respirator) | 2 |  | N | Y |  | 868.5895 | 1 |  |  |  |  | N | N | Eligible
AN | AN | MRN | Apparatus, Nitric Oxide Delivery | 2 |  | N | N |  | 868.5165 | 1 |  |  |  |  | N | Y | Eligible
AN | AN | MRO | Apparatus, Nitric Oxide, Backup Delivery | 2 |  | N | N |  | 868.5165 | 1 |  |  |  |  | N | Y | Eligible
AN | AN | MRP | Analyzer, Nitric Oxide | 2 |  | N | N |  | 868.238 | 1 |  |  |  |  | N | N | Eligible
AN | AN | MRQ | Analyzer, Nitrogen Dioxide | 2 |  | N | Y |  | 868.2385 | 1 |  |  |  |  | N | Y | Eligible
AN | AN | MZT | Device, Heimlich Maneuver Assist | 2 |  | N | N |  | 868.5115 | 4 |  |  |  |  | N | Y | Eligible
AN | AN | NFB | Conserver, Oxygen | 2 |  | N | Y |  | 868.5905 | 1 |  |  |  |  | N | N | Eligible
AN | AN | NHJ | Device, Positive Pressure Breathing, Intermittent | 2 |  | N | N |  | 868.5905 | 1 |  |  |  |  | N | N | Eligible
AN | AN | NHK | Resuscitator, Manual, Non Self-Inflating | 2 |  | N | N |  | 868.5905 | 1 | A non self-inflating manual resuscitator, also called a hyperinflation system, is a manual ventilator intended to ventilate a patient by forcing a volume of fresh gas into the patient via compression of the ventilator bag; a source of compressed breathing gas is required to inflate the bag. |  |  |  | N | Y | Eligible
AN | AN | NHO | Analyzer, Gas, Desflurane, Gaseous-Phase (Anesthetic Concentration) | 2 |  | N | Y |  | 868.15 | 1 | A desflurane gas analyzer is a device intended to measure the concentration of desflurane anesthetic in a gas mixture. |  |  |  | N | N | Eligible
AN | AN | NHP | Analyzer, Gas, Sevoflurane, Gaseous-Phase (Anesthetic Concentration) | 2 |  | N | Y |  | 868.15 | 1 | A sevoflurane gas analyzer is a device intended to measure the concentration of sevoflurane anesthetic in a gas mixture |  |  |  | N | N | Eligible
AN | AN | NHQ | Analyzer, Gas, Isoflurane, Gaseous-Phase (Anesthetic Concentration) | 2 |  | N | Y |  | 868.15 | 1 | A isoflurane gas analyzer is a device intended to measure the concentration of isoflurane anesthetic in a gas mixture |  |  |  | N | N | Eligible
AN | AN | NMA | Tube, Tracheal, Reprocessed | 2 |  | N | N |  | 868.573 | 1 | Reprocessing validation data for this device type must be included in a 510(k) submission. (70 FR 56911, available at https://www.govinfo.gov/content/pkg/FR-2005-09-29/pdf/05-19510.pdf). |  |  |  | N | Y | Eligible
AN | AN | NMC | Mask, Ventilator, Non-Continuous, Reprocessed | 2 |  | N | N |  | 868.5905 | 1 | Reprocessed mask for use with a non-continuous ventilator (CPAP, BiLevel pressure). Reprocessing validation data for this device type must be included in a 510(k) submission. (70 FR 56911, available at https://www.govinfo.gov/content/pkg/FR-2005-09-29/pdf/05-19510.pdf). |  |  |  | N | N | Eligible
AN | AN | NMR | Needle, Spinal, Short Term, Reprocessed | 2 |  | N | Y |  | 868.515 | 1 | Reprocessing validation data for this device type must be included in a 510(k) submission. (70 FR 56911, available at https://www.govinfo.gov/content/pkg/FR-2005-09-29/pdf/05-19510.pdf). |  |  |  | N | N | Eligible
AN | AN | NNH | Needle, Conduction, Anesthesia, Reprocessed | 2 |  | N | Y |  | 868.515 | 1 | A reprocessed needle is a device used to inject local anesthesia into a patient to provide regional anesthesia. This is the same as "BSP." Reprocessing validation data for this device type must be included in a 510(k) submission. (70 FR 56911, available at https://www.govinfo.gov/content/pkg/FR-2005-09-29/pdf/05-19510.pdf). |  |  |  | N | N | Eligible
AN | AN | NOU | Continuous, Ventilator, Home Use | 2 |  | N | N |  | 868.5895 | 1 | This product code was needed for the home use indication. CBK is not a tracked device and NOU is a tracked device. |  |  |  | N | Y | Ineligible
AN | AN | NPF | Monitor, Apnea, Home Use | 2 |  | N | N |  | 868.2377 | 1 | Same as the identification for product code FLS, just add home use |  |  |  | N | Y | Eligible
AN | AN | NQY | Ventilator, Continuous, Minimal Ventilatory Support, Home Use | 2 |  | N | N |  | 868.5895 | 1 | This continuous ventilator, which operates using a fixed or passive exhaust port, is intended to treat patients with respiratory failure in the home. |  |  |  | N | Y | Eligible
AN | AN | NVO | Spacer, Direct Patient Interface | 2 |  | N | N |  | 868.563 | 1 | Spacers are devices that are used with nebulizers and metered dose inhalers that are comprised of a reservior into which an aerosol medication is dispensed. A spacer uses an open mouthpiece. Spacers are intended to minimize delivery of large aerosolized particles. | Spacers are frequently made of plastic, and can be tube shapped. | By holding drugs after aerosolization, spacers are intended to minimize delivery of large aerosolized particles, which would otherwise deposit in the mouth. | Spacers contact the mouth. The drug they are holding is intended for the lower airways | N | N | Eligible
AN | AN | NVP | Holding Chambers, Direct Patient Interface | 2 |  | N | N |  | 868.563 | 1 | Holding chambers are devices that are used with nebulizers and metered dose inhalers and are comprised of a reservoir into which an aerosol medication is dispensed. A holding chamber uses a valved mouthpiece through which the patient inhales the dispensed medication. Holding chambers are intended to minimize delivery of large aerosolized particles | Holding Chambers are frequently made of plastic, and can be tube shaped. | By holding drugs after aerosolization, holding chambers are intended to minimize delivery of large aerosolized particles which would otherwise depisit in the mouth, throat, or upper airway | Holding Chambers contact the mouth. The drug they are holding is intended for the lower airways | N | N | Eligible
AN | AN | NXA | Tracheotomy Care Kit | 2 |  | N | N |  | 868.58 | 7 | This product code has been established in accordance with the May 20, 1997, Guidance entitled, Convenience Kits Interim Regulatory Guidance, found at www.fda.gov/cdrh/ode/convkit.html. This type of convenience kit, as listed in the guidance above, is under enforcement discretion, and does not require a premarket notification (510(k)) to market if it meets all criteria in the guidance. | This product code has been established in accordance with the May 20, 1997, Guidance entitled, Convenience Kits Interim Regulatory Guidance, found at www.fda.gov/cdrh/ode/convkit.html. This type of convenience kit, as listed in the guidance above, is under enforcement discretion, and does not require a premarket notification (510(k)) to market if it meets all criteria in the guidance. | This product code has been established in accordance with the May 20, 1997, Guidance entitled, Convenience Kits Interim Regulatory Guidance, found at www.fda.gov/cdrh/ode/convkit.html. This type of convenience kit, as listed in the guidance above, is under enforcement discretion, and does not require a premarket notification (510(k)) to market if it meets all criteria in the guidance. | This product code has been established in accordance with the May 20, 1997, Guidance entitled, Convenience Kits Interim Regulatory Guidance, found at www.fda.gov/cdrh/ode/convkit.html. This type of convenience kit, as listed in the guidance above, is under enforcement discretion, and does not require a premarket notification (510(k)) to market if it meets all criteria in the guidance. | N | N | Eligible
AN | AN | OBN | Humidifier, Respiratory, Mask (Direct Patient Interface) | 2 |  | N | Y |  | 868.545 | 1 | Intended to moderate blood pressure in hypertensive patients when they are exposed to the cold. The mask attenuates (moderates) the physiological response, increases in blood pressure, associated with cold exposure, by warming the inhaled air during cold exposure for individuals with hypertension, medicated or non-medicated. | A simple mask that is placed over the patient's nose and mouth, and held in place with an elastic band around the back of the head. | Non-invasive heat-exchange device | Patient's nose/mouth area. | N | N | Eligible
AN | AN | OEV | Cardiopulmonary Resuscitation Aid Kit | 2 |  | N | N |  | 868.5915 | 7 | This product code has been established in accordance with the may 20, 1997, guidance entitled, convenience kits interim regulatory guidance, found at www.Fda.Gov/cdrh/ode/convkit.Html. This type of convenience kit, as listed in the guidance above, is under enforcement discretion, and does not require a premarket notification (510(k)) to market if it meets all criteria in the guidance. | This product code has been established in accordance with the May 20, 1997, Guidance entitled, Convenience Kits Interim Regulatory Guidance, found at www.fda.gov/cdrh/ode/convkit.html. This type of convenience kit, as listed in the guidance above, is under enforcement discretion, and does not require a premarket notification (510(k)) to market if it meets all criteria in the guidance. | This product code has been established in accordance with the May 20, 1997, Guidance entitled, Convenience Kits Interim Regulatory Guidance, found at www.fda.gov/cdrh/ode/convkit.html. This type of convenience kit, as listed in the guidance above, is under enforcement discretion, and does not require a premarket notification (510(k)) to market if it meets all criteria in the guidance. | This product code has been established in accordance with the May 20, 1997, Guidance entitled, Convenience Kits Interim Regulatory Guidance, found at www.fda.gov/cdrh/ode/convkit.html. This type of convenience kit, as listed in the guidance above, is under enforcement discretion, and does not require a premarket notification (510(k)) to market if it meets all criteria in the guidance. | N | N | Eligible
AN | AN | OFO | Airway Suction Kit | 1 |  | N | N |  | 868.681 | 7 | This product code has been established in accordance with the may 20, 1997, guidance entitled, convenience kits interim regulatory guidance, found at www.Fda.Gov/cdrh/ode/convkit.Html. This type of convenience kit, as listed in the guidance above, is under enforcement discretion, and does not require a premarket notification (510(k)) to market if it meets all criteria in the guidance. | This product code has been established in accordance with the May 20, 1997, Guidance entitled, Convenience Kits Interim Regulatory Guidance, found at www.fda.gov/cdrh/ode/convkit.html. This type of convenience kit, as listed in the guidance above, is under enforcement discretion, and does not require a premarket notification (510(k)) to market if it meets all criteria in the guidance. | This product code has been established in accordance with the May 20, 1997, Guidance entitled, Convenience Kits Interim Regulatory Guidance, found at www.fda.gov/cdrh/ode/convkit.html. This type of convenience kit, as listed in the guidance above, is under enforcement discretion, and does not require a premarket notification (510(k)) to market if it meets all criteria in the guidance. | This product code has been established in accordance with the May 20, 1997, Guidance entitled, Convenience Kits Interim Regulatory Guidance, found at www.fda.gov/cdrh/ode/convkit.html. This type of convenience kit, as listed in the guidance above, is under enforcement discretion, and does not require a premarket notification (510(k)) to market if it meets all criteria in the guidance. | N | N | Eligible
AN | AN | OFQ | Anesthesia Kit | 2 |  | N | N |  | 868.512 | 7 | This product code has been established in accordance with the may 20, 1997, guidance entitled, convenience kits interim regulatory guidance, found at www.Fda.Gov/cdrh/ode/convkit.Html. This type of convenience kit, as listed in the guidance above, is under enforcement discretion, and does not require a premarket notification (510(k)) to market if it meets all criteria in the guidance. | This product code has been established in accordance with the May 20, 1997, Guidance entitled, Convenience Kits Interim Regulatory Guidance, found at www.fda.gov/cdrh/ode/convkit.html. This type of convenience kit, as listed in the guidance above, is under enforcement discretion, and does not require a premarket notification (510(k)) to market if it meets all criteria in the guidance. | This product code has been established in accordance with the May 20, 1997, Guidance entitled, Convenience Kits Interim Regulatory Guidance, found at www.fda.gov/cdrh/ode/convkit.html. This type of convenience kit, as listed in the guidance above, is under enforcement discretion, and does not require a premarket notification (510(k)) to market if it meets all criteria in the guidance. | This product code has been established in accordance with the May 20, 1997, Guidance entitled, Convenience Kits Interim Regulatory Guidance, found at www.fda.gov/cdrh/ode/convkit.html. This type of convenience kit, as listed in the guidance above, is under enforcement discretion, and does not require a premarket notification (510(k)) to market if it meets all criteria in the guidance. | N | N | Eligible
AN | AN | OFR | Tracheobronchial Suction Catheter Kit | 1 |  | N | N |  | 868.681 | 7 | This product code has been established in accordance with the may 20, 1997, guidance entitled, convenience kits interim regulatory guidance, found at www.Fda.Gov/cdrh/ode/convkit.Html. This type of convenience kit, as listed in the guidance above, is under enforcement discretion, and does not require a premarket notification (510(k)) to market if it meets all criteria in the guidance. | This product code has been established in accordance with the May 20, 1997, Guidance entitled, Convenience Kits Interim Regulatory Guidance, found at www.fda.gov/cdrh/ode/convkit.html. This type of convenience kit, as listed in the guidance above, is under enforcement discretion, and does not require a premarket notification (510(k)) to market if it meets all criteria in the guidance. | This product code has been established in accordance with the May 20, 1997, Guidance entitled, Convenience Kits Interim Regulatory Guidance, found at www.fda.gov/cdrh/ode/convkit.html. This type of convenience kit, as listed in the guidance above, is under enforcement discretion, and does not require a premarket notification (510(k)) to market if it meets all criteria in the guidance. | This product code has been established in accordance with the May 20, 1997, Guidance entitled, Convenience Kits Interim Regulatory Guidance, found at www.fda.gov/cdrh/ode/convkit.html. This type of convenience kit, as listed in the guidance above, is under enforcement discretion, and does not require a premarket notification (510(k)) to market if it meets all criteria in the guidance. | N | N | Eligible
AN | AN | OFS | Tracheal Suction Set | 1 |  | N | N |  | 868.681 | 7 | This product code has been established in accordance with the may 20, 1997, guidance entitled, convenience kits interim regulatory guidance, found at www.Fda.Gov/cdrh/ode/convkit.Html. This type of convenience kit, as listed in the guidance above, is under enforcement discretion, and does not require a premarket notification (510(k)) to market if it meets all criteria in the guidance. | This product code has been established in accordance with the May 20, 1997, Guidance entitled, Convenience Kits Interim Regulatory Guidance, found at www.fda.gov/cdrh/ode/convkit.html. This type of convenience kit, as listed in the guidance above, is under enforcement discretion, and does not require a premarket notification (510(k)) to market if it meets all criteria in the guidance. | This product code has been established in accordance with the May 20, 1997, Guidance entitled, Convenience Kits Interim Regulatory Guidance, found at www.fda.gov/cdrh/ode/convkit.html. This type of convenience kit, as listed in the guidance above, is under enforcement discretion, and does not require a premarket notification (510(k)) to market if it meets all criteria in the guidance. | This product code has been established in accordance with the May 20, 1997, Guidance entitled, Convenience Kits Interim Regulatory Guidance, found at www.fda.gov/cdrh/ode/convkit.html. This type of convenience kit, as listed in the guidance above, is under enforcement discretion, and does not require a premarket notification (510(k)) to market if it meets all criteria in the guidance. | N | N | Eligible
AN | AN | OFT | Spinal Epidural Anesthesia Kit | 2 |  | N | N |  | 868.512 | 7 | This product code has been established in accordance with the may 20, 1997, guidance entitled, convenience kits interim regulatory guidance, found at www.Fda.Gov/cdrh/ode/convkit.Html. This type of convenience kit, as listed in the guidance above, is under enforcement discretion, and does not require a premarket notification (510(k)) to market if it meets all criteria in the guidance. | This product code has been established in accordance with the May 20, 1997, Guidance entitled, Convenience Kits Interim Regulatory Guidance, found at www.fda.gov/cdrh/ode/convkit.html. This type of convenience kit, as listed in the guidance above, is under enforcement discretion, and does not require a premarket notification (510(k)) to market if it meets all criteria in the guidance. | This product code has been established in accordance with the May 20, 1997, Guidance entitled, Convenience Kits Interim Regulatory Guidance, found at www.fda.gov/cdrh/ode/convkit.html. This type of convenience kit, as listed in the guidance above, is under enforcement discretion, and does not require a premarket notification (510(k)) to market if it meets all criteria in the guidance. | This product code has been established in accordance with the May 20, 1997, Guidance entitled, Convenience Kits Interim Regulatory Guidance, found at www.fda.gov/cdrh/ode/convkit.html. This type of convenience kit, as listed in the guidance above, is under enforcement discretion, and does not require a premarket notification (510(k)) to market if it meets all criteria in the guidance. | N | N | Eligible
AN | AN | OFU | Spinal Anesthesia Kit | 2 |  | N | N |  | 868.512 | 7 | This product code has been established in accordance with the may 20, 1997, guidance entitled, convenience kits interim regulatory guidance, found at www.Fda.Gov/cdrh/ode/convkit.Html. This type of convenience kit, as listed in the guidance above, is under enforcement discretion, and does not require a premarket notification (510(k)) to market if it meets all criteria in the guidance. | This product code has been established in accordance with the May 20, 1997, Guidance entitled, Convenience Kits Interim Regulatory Guidance, found at www.fda.gov/cdrh/ode/convkit.html. This type of convenience kit, as listed in the guidance above, is under enforcement discretion, and does not require a premarket notification (510(k)) to market if it meets all criteria in the guidance. | This product code has been established in accordance with the May 20, 1997, Guidance entitled, Convenience Kits Interim Regulatory Guidance, found at www.fda.gov/cdrh/ode/convkit.html. This type of convenience kit, as listed in the guidance above, is under enforcement discretion, and does not require a premarket notification (510(k)) to market if it meets all criteria in the guidance. | This product code has been established in accordance with the May 20, 1997, Guidance entitled, Convenience Kits Interim Regulatory Guidance, found at www.fda.gov/cdrh/ode/convkit.html. This type of convenience kit, as listed in the guidance above, is under enforcement discretion, and does not require a premarket notification (510(k)) to market if it meets all criteria in the guidance. | N | N | Eligible
AN | AN | OFV | Regional Anesthesia Kit | 2 |  | N | N |  | 868.512 | 7 | This product code has been established in accordance with the may 20, 1997, guidance entitled, convenience kits interim regulatory guidance, found at www.Fda.Gov/cdrh/ode/convkit.Html. This type of convenience kit, as listed in the guidance above, is under enforcement discretion, and does not require a premarket notification (510(k)) to market if it meets all criteria in the guidance. | This product code has been established in accordance with the May 20, 1997, Guidance entitled, Convenience Kits Interim Regulatory Guidance, found at www.fda.gov/cdrh/ode/convkit.html. This type of convenience kit, as listed in the guidance above, is under enforcement discretion, and does not require a premarket notification (510(k)) to market if it meets all criteria in the guidance. | This product code has been established in accordance with the May 20, 1997, Guidance entitled, Convenience Kits Interim Regulatory Guidance, found at www.fda.gov/cdrh/ode/convkit.html. This type of convenience kit, as listed in the guidance above, is under enforcement discretion, and does not require a premarket notification (510(k)) to market if it meets all criteria in the guidance. | This product code has been established in accordance with the May 20, 1997, Guidance entitled, Convenience Kits Interim Regulatory Guidance, found at www.fda.gov/cdrh/ode/convkit.html. This type of convenience kit, as listed in the guidance above, is under enforcement discretion, and does not require a premarket notification (510(k)) to market if it meets all criteria in the guidance. | N | N | Eligible
AN | AN | OFZ | Blood Specimen Collection Kit (Excludes Hiv Testing) | 1 |  | N | N |  | 868.11 | 7 | This product code has been established in accordance with the may 20, 1997, guidance entitled, convenience kits interim regulatory guidance, found at www.Fda.Gov/cdrh/ode/convkit.Html. This type of convenience kit, as listed in the guidance above, is under enforcement discretion, and does not require a premarket notification (510(k)) to market if it meets all criteria in the guidance. | This product code has been established in accordance with the May 20, 1997, Guidance entitled, Convenience Kits Interim Regulatory Guidance, found at www.fda.gov/cdrh/ode/convkit.html. This type of convenience kit, as listed in the guidance above, is under enforcement discretion, and does not require a premarket notification (510(k)) to market if it meets all criteria in the guidance. | This product code has been established in accordance with the May 20, 1997, Guidance entitled, Convenience Kits Interim Regulatory Guidance, found at www.fda.gov/cdrh/ode/convkit.html. This type of convenience kit, as listed in the guidance above, is under enforcement discretion, and does not require a premarket notification (510(k)) to market if it meets all criteria in the guidance. | This product code has been established in accordance with the May 20, 1997, Guidance entitled, Convenience Kits Interim Regulatory Guidance, found at www.fda.gov/cdrh/ode/convkit.html. This type of convenience kit, as listed in the guidance above, is under enforcement discretion, and does not require a premarket notification (510(k)) to market if it meets all criteria in the guidance. | N | N | Eligible
AN | AN | OGA | Brachial Plexus Anesthesia Kit | 2 |  | N | N |  | 868.514 | 7 | This product code has been established in accordance with the may 20, 1997, guidance entitled, convenience kits interim regulatory guidance, found at www.fda.gov/cdrh/ode/convkit.html.This type of convenience kit, as listed in the guidance above, is under enforcement discretion, and does not require a premarket notification (510(k)) to market if it meets all criteria in the guidance. | This product code has been established in accordance with the may 20, 1997, guidance entitled, convenience kits interim regulatory guidance, found at www.fda.gov/cdrh/ode/convkit.html.This type of convenience kit, as listed in the guidance above, is under enforcement discretion, and does not require a premarket notification (510(k)) to market if it meets all criteria in the guidance. | This product code has been established in accordance with the may 20, 1997, guidance entitled, convenience kits interim regulatory guidance, found at www.fda.gov/cdrh/ode/convkit.html.This type of convenience kit, as listed in the guidance above, is under enforcement discretion, and does not require a premarket notification (510(k)) to market if it meets all criteria in the guidance. | This product code has been established in accordance with the may 20, 1997, guidance entitled, convenience kits interim regulatory guidance, found at www.fda.gov/cdrh/ode/convkit.html.This type of convenience kit, as listed in the guidance above, is under enforcement discretion, and does not require a premarket notification (510(k)) to market if it meets all criteria in the guidance. | N | N | Eligible
AN | AN | OGB | Caudal Anesthesia Kit | 2 |  | N | N |  | 868.514 | 7 | This product code has been established in accordance with the may 20, 1997, guidance entitled, convenience kits interim regulatory guidance, found at www.Fda.Gov/cdrh/ode/convkit.Html. This type of convenience kit, as listed in the guidance above, is under enforcement discretion, and does not require a premarket notification (510(k)) to market if it meets all criteria in the guidance. | This product code has been established in accordance with the May 20, 1997, Guidance entitled, Convenience Kits Interim Regulatory Guidance, found at www.fda.gov/cdrh/ode/convkit.html. This type of convenience kit, as listed in the guidance above, is under enforcement discretion, and does not require a premarket notification (510(k)) to market if it meets all criteria in the guidance. | This product code has been established in accordance with the May 20, 1997, Guidance entitled, Convenience Kits Interim Regulatory Guidance, found at www.fda.gov/cdrh/ode/convkit.html. This type of convenience kit, as listed in the guidance above, is under enforcement discretion, and does not require a premarket notification (510(k)) to market if it meets all criteria in the guidance. | This product code has been established in accordance with the May 20, 1997, Guidance entitled, Convenience Kits Interim Regulatory Guidance, found at www.fda.gov/cdrh/ode/convkit.html. This type of convenience kit, as listed in the guidance above, is under enforcement discretion, and does not require a premarket notification (510(k)) to market if it meets all criteria in the guidance. | N | N | Eligible
AN | AN | OGC | Continuous Brachial Plexus Block Tray | 2 |  | N | N |  | 868.515 | 7 | This product code has been established in accordance with the may 20, 1997, guidance entitled, convenience kits interim regulatory guidance, found at www.Fda.Gov/cdrh/ode/convkit.Html. This type of convenience kit, as listed in the guidance above, is under enforcement discretion, and does not require a premarket notification (510(k)) to market if it meets all criteria in the guidance. | This product code has been established in accordance with the May 20, 1997, Guidance entitled, Convenience Kits Interim Regulatory Guidance, found at www.fda.gov/cdrh/ode/convkit.html. This kit, as described in the guidance above, is under enforcement discretion, and does not require a premarket notification (510(k)) to market. | This product code has been established in accordance with the May 20, 1997, Guidance entitled, Convenience Kits Interim Regulatory Guidance, found at www.fda.gov/cdrh/ode/convkit.html. This kit, as described in the guidance above, is under enforcement discretion, and does not require a premarket notification (510(k)) to market. | This product code has been established in accordance with the May 20, 1997, Guidance entitled, Convenience Kits Interim Regulatory Guidance, found at www.fda.gov/cdrh/ode/convkit.html. This kit, as described in the guidance above, is under enforcement discretion, and does not require a premarket notification (510(k)) to market. | N | N | Eligible
AN | AN | OGD | Custom Anesthesia Tray | 2 |  | N | N |  | 868.512 | 7 | This product code has been established in accordance with the may 20, 1997, guidance entitled, convenience kits interim regulatory guidance, found at www.Fda.Gov/cdrh/ode/convkit.Html. This kit, as described in the guidance above, is under enforcement discretion, and does not require a premarket notification (510(k)) to market. | This product code has been established in accordance with the May 20, 1997, Guidance entitled, Convenience Kits Interim Regulatory Guidance, found at www.fda.gov/cdrh/ode/convkit.html. This kit, as described in the guidance above, is under enforcement discretion, and does not require a premarket notification (510(k)) to market. | This product code has been established in accordance with the May 20, 1997, Guidance entitled, Convenience Kits Interim Regulatory Guidance, found at www.fda.gov/cdrh/ode/convkit.html. This kit, as described in the guidance above, is under enforcement discretion, and does not require a premarket notification (510(k)) to market. | This product code has been established in accordance with the May 20, 1997, Guidance entitled, Convenience Kits Interim Regulatory Guidance, found at www.fda.gov/cdrh/ode/convkit.html. This kit, as described in the guidance above, is under enforcement discretion, and does not require a premarket notification (510(k)) to market. | N | N | Eligible
AN | AN | OGE | Epidural Anesthesia Kit | 2 |  | N | N |  | 868.512 | 7 | This product code has been established in accordance with the may 20, 1997, guidance entitled, convenience kits interim regulatory guidance, found at www.Fda.Gov/cdrh/ode/convkit.Html. This kit, as described in the guidance above, is under enforcement discretion, and does not require a premarket notification (510(k)) to market. | This product code has been established in accordance with the May 20, 1997, Guidance entitled, Convenience Kits Interim Regulatory Guidance, found at www.fda.gov/cdrh/ode/convkit.html. This kit, as described in the guidance above, is under enforcement discretion, and does not require a premarket notification (510(k)) to market. | This product code has been established in accordance with the May 20, 1997, Guidance entitled, Convenience Kits Interim Regulatory Guidance, found at www.fda.gov/cdrh/ode/convkit.html. This kit, as described in the guidance above, is under enforcement discretion, and does not require a premarket notification (510(k)) to market. | This product code has been established in accordance with the May 20, 1997, Guidance entitled, Convenience Kits Interim Regulatory Guidance, found at www.fda.gov/cdrh/ode/convkit.html. This kit, as described in the guidance above, is under enforcement discretion, and does not require a premarket notification (510(k)) to market. | N | N | Eligible
AN | AN | OGF | Glossopharyngeal Anesthesia Kit | 2 |  | N | N |  | 868.512 | 7 | This product code has been established in accordance with the may 20, 1997, guidance entitled, convenience kits interim regulatory guidance, found at www.Fda.Gov/cdrh/ode/convkit.Html. This kit, as described in the guidance above, is under enforcement discretion, and does not require a premarket notification (510(k)) to market. | This product code has been established in accordance with the May 20, 1997, Guidance entitled, Convenience Kits Interim Regulatory Guidance, found at www.fda.gov/cdrh/ode/convkit.html. This kit, as described in the guidance above, is under enforcement discretion, and does not require a premarket notification (510(k)) to market. | This product code has been established in accordance with the May 20, 1997, Guidance entitled, Convenience Kits Interim Regulatory Guidance, found at www.fda.gov/cdrh/ode/convkit.html. This kit, as described in the guidance above, is under enforcement discretion, and does not require a premarket notification (510(k)) to market. | This product code has been established in accordance with the May 20, 1997, Guidance entitled, Convenience Kits Interim Regulatory Guidance, found at www.fda.gov/cdrh/ode/convkit.html. This kit, as described in the guidance above, is under enforcement discretion, and does not require a premarket notification (510(k)) to market. | N | N | Eligible
AN | AN | OGG | Humidifier Nebulizer Kit | 2 |  | N | N |  | 868.545 | 7 | This product code has been established in accordance with the may 20, 1997, guidance entitled, convenience kits interim regulatory guidance, found at www.Fda.Gov/cdrh/ode/convkit.Html. This kit, as described in the guidance above, is under enforcement discretion, and does not require a premarket notification (510(k)) to market. | This product code has been established in accordance with the May 20, 1997, Guidance entitled, Convenience Kits Interim Regulatory Guidance, found at www.fda.gov/cdrh/ode/convkit.html. This kit, as described in the guidance above, is under enforcement discretion, and does not require a premarket notification (510(k)) to market. | This product code has been established in accordance with the May 20, 1997, Guidance entitled, Convenience Kits Interim Regulatory Guidance, found at www.fda.gov/cdrh/ode/convkit.html. This kit, as described in the guidance above, is under enforcement discretion, and does not require a premarket notification (510(k)) to market. | This product code has been established in accordance with the May 20, 1997, Guidance entitled, Convenience Kits Interim Regulatory Guidance, found at www.fda.gov/cdrh/ode/convkit.html. This kit, as described in the guidance above, is under enforcement discretion, and does not require a premarket notification (510(k)) to market. | N | N | Eligible
AN | AN | OGH | Laryngoscope Kit | 1 |  | N | N |  | 868.554 | 7 | This product code has been established in accordance with the may 20, 1997, guidance entitled, convenience kits interim regulatory guidance, found at www.Fda.Gov/cdrh/ode/convkit.Html. This kit, as described in the guidance above, is under enforcement discretion, and does not require a premarket notification (510(k)) to market. | This product code has been established in accordance with the May 20, 1997, Guidance entitled, Convenience Kits Interim Regulatory Guidance, found at www.fda.gov/cdrh/ode/convkit.html. This kit, as described in the guidance above, is under enforcement discretion, and does not require a premarket notification (510(k)) to market. | This product code has been established in accordance with the May 20, 1997, Guidance entitled, Convenience Kits Interim Regulatory Guidance, found at www.fda.gov/cdrh/ode/convkit.html. This kit, as described in the guidance above, is under enforcement discretion, and does not require a premarket notification (510(k)) to market. | This product code has been established in accordance with the May 20, 1997, Guidance entitled, Convenience Kits Interim Regulatory Guidance, found at www.fda.gov/cdrh/ode/convkit.html. This kit, as described in the guidance above, is under enforcement discretion, and does not require a premarket notification (510(k)) to market. | N | N | Eligible
AN | AN | OGI | Nasal Endotracheal Tube Holder Kit | 1 |  | N | N |  | 868.577 | 7 | This product code has been established in accordance with the may 20, 1997, guidance entitled, convenience kits interim regulatory guidance, found at www.Fda.Gov/cdrh/ode/convkit.Html. This kit, as described in the guidance above, is under enforcement discretion, and does not require a premarket notification (510(k)) to market. | This product code has been established in accordance with the May 20, 1997, Guidance entitled, Convenience Kits Interim Regulatory Guidance, found at www.fda.gov/cdrh/ode/convkit.html. This kit, as described in the guidance above, is under enforcement discretion, and does not require a premarket notification (510(k)) to market. | This product code has been established in accordance with the May 20, 1997, Guidance entitled, Convenience Kits Interim Regulatory Guidance, found at www.fda.gov/cdrh/ode/convkit.html. This kit, as described in the guidance above, is under enforcement discretion, and does not require a premarket notification (510(k)) to market. | This product code has been established in accordance with the May 20, 1997, Guidance entitled, Convenience Kits Interim Regulatory Guidance, found at www.fda.gov/cdrh/ode/convkit.html. This kit, as described in the guidance above, is under enforcement discretion, and does not require a premarket notification (510(k)) to market. | N | N | Eligible
AN | AN | OGJ | Nerve Block Tray | 2 |  | N | N |  | 868.514 | 7 | This product code has been established in accordance with the may 20, 1997, guidance entitled, convenience kits interim regulatory guidance, found at www.Fda.Gov/cdrh/ode/convkit.Html. This kit, as described in the guidance above, is under enforcement discretion, and does not require a premarket notification (510(k)) to market. | This product code has been established in accordance with the May 20, 1997, Guidance entitled, Convenience Kits Interim Regulatory Guidance, found at www.fda.gov/cdrh/ode/convkit.html. This kit, as described in the guidance above, is under enforcement discretion, and does not require a premarket notification (510(k)) to market. | This product code has been established in accordance with the May 20, 1997, Guidance entitled, Convenience Kits Interim Regulatory Guidance, found at www.fda.gov/cdrh/ode/convkit.html. This kit, as described in the guidance above, is under enforcement discretion, and does not require a premarket notification (510(k)) to market. | This product code has been established in accordance with the May 20, 1997, Guidance entitled, Convenience Kits Interim Regulatory Guidance, found at www.fda.gov/cdrh/ode/convkit.html. This kit, as described in the guidance above, is under enforcement discretion, and does not require a premarket notification (510(k)) to market. | N | N | Eligible
AN | AN | OGK | Orotracheal Intubation Guide Kit | 2 |  | N | N |  | 868.14 | 7 | This product code has been established in accordance with the may 20, 1997, guidance entitled, convenience kits interim regulatory guidance, found at www.Fda.Gov/cdrh/ode/convkit.Html. This kit, as described in the guidance above, is under enforcement discretion, and does not require a premarket notification (510(k)) to market. | This product code has been established in accordance with the May 20, 1997, Guidance entitled, Convenience Kits Interim Regulatory Guidance, found at www.fda.gov/cdrh/ode/convkit.html. This kit, as described in the guidance above, is under enforcement discretion, and does not require a premarket notification (510(k)) to market. | This product code has been established in accordance with the May 20, 1997, Guidance entitled, Convenience Kits Interim Regulatory Guidance, found at www.fda.gov/cdrh/ode/convkit.html. This kit, as described in the guidance above, is under enforcement discretion, and does not require a premarket notification (510(k)) to market. | This product code has been established in accordance with the May 20, 1997, Guidance entitled, Convenience Kits Interim Regulatory Guidance, found at www.fda.gov/cdrh/ode/convkit.html. This kit, as described in the guidance above, is under enforcement discretion, and does not require a premarket notification (510(k)) to market. | N | N | Eligible
AN | AN | OGL | Oxygen Administration Kit | 2 |  | N | N |  | 868.5655 | 7 | This product code has been established in accordance with the may 20, 1997, guidance entitled, convenience kits interim regulatory guidance, found at www.Fda.Gov/cdrh/ode/convkit.Html. This kit, as described in the guidance above, is under enforcement discretion, and does not require a premarket notification (510(k)) to market. | This product code has been established in accordance with the May 20, 1997, Guidance entitled, Convenience Kits Interim Regulatory Guidance, found at www.fda.gov/cdrh/ode/convkit.html. This kit, as described in the guidance above, is under enforcement discretion, and does not require a premarket notification (510(k)) to market. | This product code has been established in accordance with the May 20, 1997, Guidance entitled, Convenience Kits Interim Regulatory Guidance, found at www.fda.gov/cdrh/ode/convkit.html. This kit, as described in the guidance above, is under enforcement discretion, and does not require a premarket notification (510(k)) to market. | This product code has been established in accordance with the May 20, 1997, Guidance entitled, Convenience Kits Interim Regulatory Guidance, found at www.fda.gov/cdrh/ode/convkit.html. This kit, as described in the guidance above, is under enforcement discretion, and does not require a premarket notification (510(k)) to market. | N | N | Eligible
AN | AN | OLF | Medevac Use Oxygen Generator | 2 |  | N | N |  | 868.544 | 1 | A MEDEVAC oxygen generator is a device that is intended to release oxygen for respiratory therapy by means of either a chemical reaction or physical means (e.g., a molecular sieve) to be used exclusively aboard a MEDEVAC helicopter and affixed to the helicopter. For general use portable oxygen generators, use product code CAW. | oxygen concentrator, tubing, monitors and gauges, oxygen tank. This classification is only for oxygen generators that are used on MEDEVAC helicopters and are permanently affixed to the helicopter. For general use oxygen generators use product code CAW. | This device uses a molecular sieve (for example zeolite) or other means to concentrate oxygen for medical use. For general use portable oxygen generators, use product code CAW. | This device is intended to provide oxygen for patients. | N | Y | Eligible
AN | AN | ONZ | Mechanical Ventilator | 2 |  | N | N |  | 868.5895 | 1 | This device is a volume assist ventilator intended to aid adult patients with respiratory insufficiency. It is designed for patients who are capable of spontaneously breathing a minimum tidal volume of 3.5cc/kg of predicted body weight. The device is designed for continuous applications such as patient ambulation, physical therapy, occupational therapy, respiratory therapy, and other rehabilitation efforts in an institutional or home care environment. The device is intended for operation by trained personnel, patients or caregiver under the direction of a physician, | A small, wearable ventilator that interfaces with proprietary nasal and tracheostomy patient interfaces. | The device consists of two components: a ventilator and a patient interface. The device is a light-weight, portable, electronically timed and controlled volume assist ventilator. The device delivers 100% oxygen in volumes of 50-250ml. The device delivers augmented volumes of 100% oxygen that are blended in the interface, patient's airway and lung with ambient air provided by the patient's spontaneous breath. | The device delivers augmented volumes of 100% oxygen into the patient's airway. | N | N | Eligible
AN | AN | OQU | Airway Monitoring System | 2 |  | N | N |  | 868.573 | 1 | The device is intended to assist in verifying ett tube placement, assist in detecting ett tube movement and obstruction of the tube tip | The device is comprised of a small monitor and a sterile, single use adapter. | The device uses acoustic reflection technologyto generate an audible sound signal from a speaker and two microphones that receive acoustic reflections that arise from within the ETT tube | The device is placed in-line between the ventilator circuit and the proximal end of the endotracheal tube of a patient who is connected to a ventilator. | N | N | Eligible
AN | AN | OYI | Non-Bronchoscopic Bronchoalveolar Lavage Catheter | 1 |  | N | N |  | 868.681 | 4 | To perform non-bronchoscopic bronchoalveolar lavage (bal) in adult patients undergoing mechanical ventilation. | This device is a catheter | The device is inserted into a patient's lungs to collect bronchoalveolar labage specimens | Lungs | N | N | Eligible
AN | AN | PHS | Oral Airway Assist | 1 |  | N | N |  | 868.511 | 4 | To assist in maintaining an open airway. | Consists of Fortiflex B53-35H--1 1, High Density Polyethylene and is to be used with a latex strap. | To be placed in the mouth and increase the pharyngeal airspace. | The oropharyngeal space. | N | N | Eligible
AN | AN | PHZ | Abnormal Breath Sound Device | 2 |  | N | Y |  | 868.19 | 1 | The device is intended to measure abnormal breath sound, such as wheeze, rhonchi, and whistling. | An electronic device | It is a hand-held electronic measurement device that utilizes an acoustic sensor to acquire, amplify, filter, record and analyze pulmonary sounds from the trachea for the presence of breath sounds such as wheeze. | Trachea | N | N | Eligible
AN | AN | PMB | External Airway | 2 |  | N | N |  | 868.5105 | 1 | This device is intended to maintain airway patency using negative pressure during mild to moderate sedation. | The device is a silicone collar that is attached by adhesive and stays on with negative pressure suction. | The device provides negative pressure (suction)to the neck through a tube that attaches to the wall outlet of a central vacuum system. The negative pressure is monitored by a user provided regulator that displays the pressure. | The target area is the surface of the mandible and neck which overlay the upper airway tract. | N | N | Eligible
AN | AN | PNV | Impedance Measuring Device Utilizing Oscillation Techniques | 2 |  | N | N |  | 868.184 | 1 | This device measures respiratory impedance. | Device could include a loudspeaker or other means to generate pressure oscillatory signals. The system could also include a bias flow. | Device applies pressure oscillatory signals at the patient�s mouth during spontaneous breathing and measures the response of the respiratory system in terms of impedance, which is the complex ratio between the recorded mouth pressure and the airflow. The frequency of the test signal varies. The device is not intended to be used as a standalone diagnostic device. | Lung and airways. | N | N | Eligible
AN | AN | PRK | Device Indicating An Exhalation Event | 2 |  | N | Y |  | 868.2375 | 1 | To provide visual indication of each exhalation event | The device includes a thermistor that could detect the temperature change of breath. Supplemental oxygen could also be provided. | The device measures the time period between the current and previous exhalation and illuminates a different light during the exhalation that reflects the interval of time between breaths. This device does not calculate breath rate, e.g., breath rate per minute. | oral/nasal area, face | N | N | Ineligible
AN | AN | PUG | Analyzer, Nitrogen Dioxide, Exempt | 2 |  | N | N |  | 868.2385 | 4 | This product code is the class II exempt counterpart of MRQ, and was exempted, subject to the limitations of exemption, under the procedures established by the 21st Century Cures Act. This device type does not require premarket notification (510(k)) to market if it does not exceed the general limitations of exemption found in 21 CFR 868.9 and the specific limitations of exemption as stated in the �Physical State� field of this product code description. | Exemption is limited to standalone nitrogen dioxide analyzers and not those that are components of nitric oxide delivery systems used to monitor nitrogen dioxide levels during inhaled nitric oxide therapy. | This product code is the class II exempt counterpart of MRQ, and was exempted, subject to the limitations of exemption, under the procedures established by the 21st Century Cures Act. This device type does not require premarket notification (510(k)) to market if it does not exceed the general limitations of exemption found in 21 CFR 868.9 and the specific limitations of exemption as stated in the �Physical State� field of this product code description. | This product code is the class II exempt counterpart of MRQ, and was exempted, subject to the limitations of exemption, under the procedures established by the 21st Century Cures Act. This device type does not require premarket notification (510(k)) to market if it does not exceed the general limitations of exemption found in 21 CFR 868.9 and the specific limitations of exemption as stated in the �Physical State� field of this product code description. | N | Y | Eligible
AN | AN | PXE | Pressure Monitoring (Air/Gas) Kit | 1 |  | N | N |  | 868.261 | 7 | This product code has been established in accordance with the May 20, 1997, guidance entitled, convenience kits interim regulatory guidance, found at http://www.fda.gov/downloads/MedicalDevices/DeviceRegulationandGuidance/GuidanceDocuments/ucm080217.pdf. This type of convenience kit, as listed in the guidance above, is under enforcement discretion, and does not require a premarket notification (510(k)) to market if it meets all criteria in the guidance. | This product code has been established in accordance with the May 20, 1997, guidance entitled, convenience kits interim regulatory guidance, found at http://www.fda.gov/downloads/MedicalDevices/DeviceRegulationandGuidance/GuidanceDocuments/ucm080217.pdf. This type of convenience kit, as listed in the guidance above, is under enforcement discretion, and does not require a premarket notification (510(k)) to market if it meets all criteria in the guidance. | This product code has been established in accordance with the May 20, 1997, guidance entitled, convenience kits interim regulatory guidance, found at http://www.fda.gov/downloads/MedicalDevices/DeviceRegulationandGuidance/GuidanceDocuments/ucm080217.pdf. This type of convenience kit, as listed in the guidance above, is under enforcement discretion, and does not require a premarket notification (510(k)) to market if it meets all criteria in the guidance. | This product code has been established in accordance with the May 20, 1997, guidance entitled, convenience kits interim regulatory guidance, found at http://www.fda.gov/downloads/MedicalDevices/DeviceRegulationandGuidance/GuidanceDocuments/ucm080217.pdf. This type of convenience kit, as listed in the guidance above, is under enforcement discretion, and does not require a premarket notification (510(k)) to market if it meets all criteria in the guidance. | N | N | Ineligible
AN | AN | QAV | High Flow/High Velocity Humidified Oxygen Delivery Device | 2 |  | N | N |  | 868.5454 | 1 | Intended to deliver high flow and/or high velocity oxygen with humidification. | This device can have a means of delivering humidified high flow and/or high velocity oxygen that may include high flow nasal cannula. The device may have a mechanical means of blending oxygen to the appropriate concentration. | The device introduces humidified high flow and/or high velocity oxygen into the respiratory system. | Lung, airways, nasal passages | N | N | Ineligible
AN | AN | QBY | Positive Airway Pressure System | 2 |  | N | N |  | 868.5273 | 1 | A positive airway pressure delivery system is a prescription noninvasive ventilatory device that delivers expiratory positive airway pressure for patients suffering from obstructive sleep apnea. The system also provides positive airway pressure during incipient apnea. The system may include a dedicated flow generator and a patient interface. | Mask and flow generator | Use of a mask and a flow generator by a patient while sleeping. | Nasopharynx | N | N | Ineligible
AN | AN | QCX | Retrograde Intubation Set | 2 |  | N | Y |  | 868.5095 | 1 | A retrograde intubation device is a prescription device used to perform retrograde intubation via the cricothyroid membrane. The device may contain or be labeled for use with guidewires and intubating catheters, in addition to needles (21 CFR 8685090), syringe (21 CFR 880.5860), and hemostats (21 CFR 878.4800). | Retrograde intubation sets may be comprised of guide wire and ventilating or non-ventilating intubation catheters. | An introducer in the cricothyroid membrane allows a guide wire to pass through to be retrieved from the patient mouth or nose. The intubating catheter is inserted along the guide wire to the depth of the cricothyroid membrane. The endotracheal tube is advanced over the intubating catheter into the trachea to access airways that are difficult to intubate and ventilate. | Cricothyroid membrane, trachea, oral, nasal, upper airway | N | N | Ineligible
AN | AN | QEB | Ventilatory Electrical Impedance Tomograph | 2 |  | N | N |  | 868.1505 | 1 | A ventilatory electrical impedance tomograph is a prescription non-invasive, non-radiological ventilatory device that provides an assessment of local impedance variation within a cross-section of a patient�s thorax. | Electrodes, belt, plethysmogram. | Electrical impedance tomography is used to provide information of local impedance variation within a cross-section of a patient's thorax. | Thorax | N | N | Ineligible
AN | AN | QRG | Ultrasound Guided Nerve Block Assist | 2 |  | N | N |  | 868.198 | 1 | This device provides real-time interpretation and enhanced visualization of live ultrasound images by highlighting anatomical landmarks in preparation for performing regional anesthesia. | The software medical device is installed in a PC which connects to a cleared ultrasound device via cable. The ultrasound images are reproduced on the subject device display monitor. | The device physically connects to a cleared ultrasound device, reproduces ultrasound images, locates and highlights anatomical landmarks such as nerve bundles. The landmark identification assist in targeted delivery of regional anesthesia. | � Axillary level brachial plexus � Erector spinae plane � Interscalene level brachial plexus � Popliteal level sciatic nerve � Rectus sheath plane � Sub-sartorial femoral triangle/ Adductor canal � Superior trunk of brachial plexus � Supraclavicular level brachial plexus � Suprainguinal fascia iliaca plane | N | N | Ineligible
AN | AN | QVE | Adjunctive Pain Measurement Device For Anesthesiology | 2 |  | N | N |  | 868.22 | 1 | An adjunctive pain measurement device for anesthesiology is a prescription device that includes software algorithms to analyze physiological sensor data and measure response to painful stimuli in patients under general anesthesia. The device may be software-only or it may include hardware such as physiological sensors. This device type is intended for adjunctive use to tailor analgesic administration to a patient�s actual response to painful stimuli and is not intended to independently direct decision-making. | software/algorithm | Analyzes physiological sensor(s) data to calculate an index | various | N | N | Ineligible
AN | AN | QVT | Monitor For Opioid Induced Impairment Of Oxygenation | 2 |  | N | N |  | 868.225 | 1 | A monitor for opioid induced impairment of oxygenation is a device that uses sensor hardware and software algorithms to detect desaturations of arterial oxygen saturation resulting from opioid overdose | Software/algorithm | Analyzes physiologic sensor data to detect opioid induced impairment of oxygenation | Peripheral circulatory pulse | N | N | Ineligible
AN | AN | QWE | Hyperoxia Monitoring Device Adjunct To Pulse Oximetry | 2 |  | N | N |  | 870.272 | 1 | A hyperoxia monitoring device adjunct to pulse oximetry is a device that monitors elevated hemoglobin oxygen saturation levels as an adjunct to arterial oxygen saturation monitoring. | Software | The device is additional feature on pulse oximeter that uses additional wavelengths to monitor elevated hemoglobin levels or hyperoxia | Finger tip surface | N | N | Ineligible
AN | AN | QXD | Spinal Imaging System For Neuraxial Procedures | 2 |  | N | N |  | 868.1985 | 1 | A spinal imaging system for neuraxial procedures is a sensor and software system that is used to assist in identification of the interspinous space for neuraxial procedures. | A handheld device, capable of assembly and use by a single operator, and requires no connection with peripheral systems or software during clinical use. The Applicator is the primary component that facilitates scanning-based tactile imaging. A calibrated, piezoresistive sensor array is mounted to the patient-contacting surface of the Applicator, which is designed to optimize feature resolution with minimal application of force. When the user presses the Applicator at a first location, a linear positioning system is used to display the corresponding 2D pressure data at that location within the imaging range on the screen. The user then slides the Applicator to a new location and rep | The device is intended to provide a two dimensional (2D) pressure map of posterior spinal anatomy to help the physician plan and approach his/her needle placement during neuraxial procedures. The Device is intended to aid in the localization of an interspinous space, and the placement of a needle at the identified site, for diagnostic and therapeutic spinal punctures, including lumbar punctures, neuraxial anesthesia (spinals, epidurals, and combined spinal-epidurals), epidural steroid injections, and epidural blood patches. The Device includes functionality to guide a marking tool or needle. | interspinous space | N | N | Ineligible
AN | AN | QZW | Over-The-Counter Device To Assess Risk Of Sleep Apnea | 2 |  | N | N |  | 868.2378 | 1 | An over-the-counter device to assess risk of sleep apnea is intended to provide a notification of the risk of sleep apnea in users who have not been previously diagnosed with sleep apnea. This device uses software algorithms to analyze input sensor signals and provide a risk assessment for sleep apnea. It is not intended to provide a standalone diagnosis, replace traditional methods of diagnosis (e.g., polysomnography), assist clinicians in diagnosing sleep disorders, or be used as an apnea monitor. | Software and/or Hardware. | The principle of operation is based on analyzing physiological signals to assess Sleep Apnea. | Human body, Contactless or externally contacting device, Non-invasive, Non-implantable | N | N | Ineligible
AN | AN | SDB | Tracheal Prosthesis With Cover Material Derived From Human Sources | 2 |  | N | N |  | 868.3721 | 1 | The tracheal prosthesis with cover material derived from human sources is an expandable tubular device made of a metal material covered with a human-sourced decellularized material. It is intended to be implanted to restore the structure and/or function of the trachea or tracheobronchial tree. This device may also include a device delivery system. This device type does not include products that are intended to promote regeneration, impede inflammatory cascades, and release growth factors. | The device is a self-expanding tubular device, traditionally made of metal material, and covered with a human-sourced decellularized material. This device may also include a device delivery system. | The device functions independently, providing opening physical forces to the constricting airway and resisting migration. | Tracheobronchial tree and trachea | Y | N | Ineligible
AN | AN | SDS | Compression-Based Airway Clearance Device | 2 |  | N | N |  | 868.5665 | 1 | It is intended to support bronchial drainage breathing techniques by providing oscillating regional compression to the thorax. | A vest with multiple pressure regions, connected to a control unit that sequentially and repeatedly actuates the regions to apply constricting pressure. | A vest applies compression to the chest and back to generate oscillating pressure promoting regional lung volume restriction and breathing at different lung volumes to generate shearing forces induced by airflow, which loosens, mobilizes, and/or moves mucus from the peripheral to the central airways for expulsion through coughing. | The thorax, airway, lungs, and bronchi or bronchial tree. | N | N | Ineligible
AN | AN | SDT | Intra-Pulmonary Percussive Vibration (Ipv) Devices | 2 |  | N | N |  | 868.5665 | 1 | It is intended to mobilize mucus using vibration and/or pressure delivered through a mouthpiece into the airways. | A control unit with a breathing circuit and mouthpiece/facemask. | The patient breathes into the mouthpiece while the control unit provides vibration and/or percussive (oscillatory) airflow. This loosens the mucus from the airways so it can be coughed up or suctioned. | Upper airways including the trachea and bronchial tree. | N | N | Ineligible
AN | AN | SFP | Ventilator-Compatible Nebulizer | 2 |  | N | N |  | 868.563 | 1 | The device is intended to deliver nebulized medications through a ventilator breathing circuit. | The device is inserted into the ventilator breathing circuit to deliver nebulized medications. It may also be connected to the ventilator to allow for detection of nebulization parameters or synchronization of patient breath. | The nebulizer may employ jet nebulization, pneumatic nebulization, vibrating mesh nebulization, or another similar technical method to achieve its intended use. | Used in the respiratory system with nebulized medications. | N | N | Ineligible
AN | AN | SGR | Noninvasive Positive Airway Pressure System, Facility Use | 2 |  | N | N |  | 868.5895 | 1 | To mechanically assist patient breathing by delivering a predetermined percentage of oxygen in the breathing gas through noninvasive continuous positive airway pressure. | A control unit with a breathing circuit and nasal prongs/mask. | A continuous flow of airway gas through an underwater seal (bubble CPAP generator) generates positive airway pressure and oscillations which are delivered to the patient interface with a sealing component on the patient�s nose (nasal prongs/mask). | Lungs | N | N | Ineligible
AN | CV | DPZ | Oximeter, Ear | 2 |  | N | N |  | 870.271 | 1 |  |  |  |  | N | N | Eligible
AN | CV | DQA | Oximeter | 2 |  | N | N |  | 870.27 | 1 |  |  |  |  | N | N | Eligible
AN | CV | DWM | Apparatus, Suction, Patient Care | 2 |  | N | Y |  | 870.505 | 1 |  |  |  |  | N | N | Eligible
AN | CV | NLF | Oximeter, Reprocessed | 2 |  | N | Y |  | 870.27 | 1 | same as DQA except reprocessed. Reprocessing validation data for this device type must be included in a 510(k) submission. (70 FR 56911, available at https://www.govinfo.gov/content/pkg/FR-2005-09-29/pdf/05-19510.pdf). |  |  |  | N | N | Eligible
AN | CV | OCR | Lung Sound Monitor | 2 |  | N | N |  | 870.1875 | 4 | The lung sound monitor is intended for use in monitoring and recording lung sounds. | The device consists of the arrays of electronic stethoscopes to collect the sound, a digital collector module, and is connected via cable to a PC workstation. | Uses electronic stethoscopes placed in an array on the pts. back to record sounds within 100-250Hz, the sounds recorded are converted from analog to digital, and through software, displayed in a gray-scale image. | Posterior thorax to record sounds emanating from the lungs. | N | N | Eligible
AN | CV | OLK | Pulse Oximeter For Over-The-Counter Use | 2 |  | N | N |  | 870.27 | 1 | Non-wearable, fingertip pulse oximeter intended for over-the-counter use for non-continuous monitoring | Used to transmit light at known wavelengths(s) through blood using a light emitting diode(s) and photodetector. | The device transmits radiation at a known wavelength(s) through blood and measures the blood oxygen saturation based on the amount of reflected or scattered radiation. | Peripheral circulatory pulse. | N | N | Ineligible
AN | CV | PGJ | Oximeter, Wellness | 2 |  | N | N |  | 870.27 | 7 | Pulse oximeter intended for wellness use. | Used to transmit light at known wavelengths(s) through blood using a light emitting diode(s) and sensor. | Transmit light at a known wavelength(s) through blood to measure photoplethysmographic data based on the amount of reflected or scattered light. | Circulatory pulse | N | N | Eligible
AN | DE | OZR | Intraoral Pressure Gradient Device | 2 |  | N | Y |  | 872.557 | 1 | This intraoral device is electrically powered and operates by reducing the pressure in the oral cavity (by way of tubing and a noninvasive oral interface) to create a continuous positive pressure gradient from the airway to the oral cavity that urges the soft palate and tongue forward. It is intended to be used while a patient is sleeping to treat obstructive sleep apnea. | Mouthpiece, Tubing, Negative Pressure Console | Negative Pressure | Oral Cavity | N | N | Eligible
AN | EN | LLO | Laser, Neodymium:Yag, Pulmonary Surgery | 2 |  | N | Y |  | 874.45 | 1 |  |  |  |  | N | N | Eligible
AN | EN | QRS | Device For Sleep Apnea Testing Based On Mandibular Movement | 2 |  | N | N |  | 868.2376 | 1 | A device for sleep apnea testing based on mandibular movement is a prescription device intended to aid in evaluation of sleep apnea during sleep in patients suspected of having sleep breathing disorders by analyzing sensor readings of mandibular movement. The device is not intended as a substitute for full polysomnography nor intended to be used as an apnea monitor. | The device includes a cloud-based software that analyzes data from the sensor placed on the patient�s mandible. By analyzing patient�s mandibular movements, the device detects obstructive respiratory disturbances and provides notifications about the severity of obstructive sleep apnea. | The principle of operation is based on analyzing the mandibular movement signals recorded by the device. | Mandible. | N | N | Ineligible
AN | GU | NQV | Catheter, Suction, Tracheobronchial, Reprocessed | 1 |  | N | Y |  | 876.468 | 1 | A tracheobronchial suction catheter is a device used to aspirate liquids or semisolids from a patient's upper airway. Reprocessing validation data for this device type must be included in a 510(k) submission. (70 FR 56911, available at https://www.govinfo.gov/content/pkg/FR-2005-09-29/pdf/05-19510.pdf). |  |  |  | N | N | Eligible
AN | GU | QEC | Forceps, Biopsy, Electric Surgical Hemostasis Within Tracheobronchial Tree | 2 |  | N | N |  | 876.43 | 1 | An endoscopic electrosurgical forceps and accessories used with an endoscope to electrosurgically collect tissue for biopsy and to perform electrosurgical hemostasis within the tracheobronchial tree | Electrosurgical forceps and may include accessories. | The device is deployed through a bronchoscope. | Tracheobronchial tree. | N | N | Ineligible
AN | HO | QFB | Isocapnic Ventilation Device | 2 |  | N | N |  | 868.548 | 1 | An isocapnic ventilation device is a prescription device used to administer a blend of carbon dioxide and oxygen gases to a patient to induce hyperventilation. This device may be labeled for use with breathing circuits made of reservoir bags (21 CFR 868.5320), oxygen cannulas (21 CFR 868.5340), masks (21 CFR 868.5550), valves (21 CFR 868.5870), resuscitation bags (21 CFR 868.5915), and/or tubing (21 CFR 868.5925). | Device controls gas concentration, flowrate, and output pressures. Gases are delivered via breathing circuits. | Device administers blend of oxygen and carbon dioxide via a patient breathing circuit to enable isocapnic breathing. | Lungs | N | N | Ineligible
AN | NE | GZE | Implanted Diaphragmatic/Phrenic Nerve Stimulator | 3 |  | N | N |  | 882.583 | 2 | Call for pmas to be filed by 7/7/86 per 51 fr 12101 on 4/8/86 |  |  |  | Y | N | Eligible
AN | NE | SFK | Respiratory Effort Belt For Polysomnography | 2 |  | N | N |  | 882.14 | 1 | To assess respiratory/breathing effort by measuring the movement of chest and abdominal walls. The belts function as accessories to sleep/polysomnography (PSG) and home sleep apnea test (HSAT) systems. | Elastic band with coil, non-invasive | Sensors (such as piezoelectric, strain-based) measure chest and abdomen expansion and contraction during respiration and generates an output signal proportional to the amount of stretch (e.g., Respiratory inductance plethysmography) | Chest, abdomen, thorax | N | N | Ineligible
AN | PM | PCM | Portable Liquid Oxygen Unit Stand | 1 |  | N | N |  | 890.505 | 4 | To assist the user with refilling a portable liquid oxygen tank from a reservoir unit by holding the portable liquid oxygen tank in an upright position. | Portable Liquid Oxygen Unit | physically maintains the portable liquid oxygen tank in an upright position | portable liquid oxygen tanks and reservoir units | N | N | Eligible
AN | SU | JCT | Prosthesis, Tracheal, Expandable | 2 |  | N | N |  | 878.372 | 1 |  |  |  |  | Y | Y | Eligible
AN | SU | NWA | Prosthesis, Tracheal, Preformed/Molded | 2 |  | N | N |  | 878.372 | 1 | The device is intended to provide support to weakened or constricting airway walls. | The device is tubular and traditionally made of silicone. Devices can range roughly from 6-14mm in diameter and have lengths as small as 20 mm to lengths as long as 150mm. | The device functions independently providing physical support to the constricting airway. | The target area is the tracheobronchial tree | Y | N | Eligible
AN | SU | OMT | Absorbable Lung Biopsy Plug | 2 |  | N | N |  | 878.4755 | 1 | A pre-formed (polymerized) absorbable lung biopsy plug is intended to provide accuracy in marking a biopsy location for visualization during surgical resection and closure of pleural punctures associated with percutaneous, transthoracic needle lung biopsies. Upon, deployment into the biopsy tract, the plug expands to fill the biopsy void and remains in place until resorbed. | Polymerized hydrogel plug, cylindrical in shape and placed by a deployment system following lung biopsy by smaller biopsy needle/instrument. | Upon deployment into a lung biopsy tract, the plug expands to fill the biopsy void provide closure of the biopsy void. | to be used in the lung, specifically in punctures left by percutenous, transthoracic needles | Y | N | Eligible
AN |  | BSD | Analyzer, Gas, Nitrogen, Partial Pressure, Blood-Phase, Non-Indwelling | 3 |  | N | N |  |  | 2 |  |  |  |  | N | N | Eligible
AN |  | LSZ | Ventilator, High Frequency | 3 |  | N | N |  |  | 2 |  |  |  |  | N | N | Eligible
AN |  | MNQ | Stimulator, Hypoglossal Nerve, Implanted, Apnea | 3 |  | N | N |  |  | 2 |  |  |  |  | Y | N | Eligible
AN |  | NJK | Valve, Pulmonary | 3 |  | N | N |  |  | 2 | To improve lung function in patients with emphysema |  |  |  | Y | N | Ineligible
AN |  | OAZ | One-Way Air-Leak Valve |  |  | N | N |  |  | 6 | To restrict air flow to the target section of the lung. To control prolonged air leaks of the lung, or significant air leaks that are likely to become prolonged air leaks, following lobectomy, segmentectomy, or lung volume reduction surgery (lvrs). An air leak present on post-operative day 7 is considered prolonged unless present only during forced exhalation or cough. An air leak present on day 5 should be considered for treatment if it is: 1) continuous, 2) present during normal inhalation phase of inspiration, or 3) present upon normal expiration and accompanied by subcutaneous emphysema or respiratory compromise. | This device is a small nitinol frame that has a polyurethane membrane over the Nitinol frame that acts as a plug to the targeted section of the lung. | The device is a nitonal frame with a polyurethane membrane over the Nitinol frame. The valve does not allow air into the targeted segment of the lung, but does allow air and mucus out of that lung section. | The device is intended to occlude a section of lung. | Y | N | Eligible
AN |  | OIR | Diaphragmatic/Phrenic Nerve Laparoscopically-Implanted Stimulator | 3 |  | N | N |  |  | 2 | The device is intended for use in patients with stable, high spinal cord injuries with stimulatable diaphragms, but who lack control of their diaphragms. The device is indicated to allow the patients to breathe without the assistance of a mechanical ventilator for at least 4 continuous hours a day. For use only in patients 18 years of age or older. | implanted electrodes, stimulator control, clinical programming station | provides electrical stimulation for diaphragm movement | diaphragm | Y | Y | Eligible
AN |  | OOY | Bronchial Thermoplasty System | 3 |  | N | N |  |  | 2 | Bronchial thermoplasty systems are intended for the treatment of severe persistent asthma in patients whose asthma is not well controlled with inhaled corticosteroids and long acting beta agonists to reduce the effects of their asthma by using thermal radiofrequency energy to ablate smooth muscle tissue in the patient's airways. | Bronchial thermoplasty systems are composed of a catheter with an electrode that delivers radiofrequency (RF) energy to the airways, as well as an controller unit that generates RF energy and controls the parameters of delivery. | Bronchial thermoplasty systems use radiofrequency (RF) energy to ablate smooth muscle tissue in the airways. | Bronchial thermoplasty systems target the airways of the lung and the smooth muscle that lines the airway lumen. | N | N | Eligible
AN |  | PDR | Computer-Assisted Personalized Sedation System | 3 |  | N | N |  |  | 2 | Computer assisted system to administer a drug and control depth of sedation and provide monitoring and alarms for physiological vital signs and other parameters of sedation. | Computer controlled infusion pump, multi-parameter physiological monitoring, negative feedback control system algorithm. | Computer assisted drug administration using feedback from patient physiological parameters. | Central nervous system, cardiopulmonary system. | N | N | Eligible
AN |  | PNC | Catheter Introducer |  | 3 | N | N |  |  | 3 | The catheter introducer is intended to provide a path for a catheter to be placed near nerves or into and around wound sites for the delivery local anesthesia. | The needle is made from stainless steel material with a sharp beveled tip. The proximal end of the needle consist of a female luer made of polystyrene. The sheath tube consist of Soltex with a split -T hub. The sheath tube is scored the length of the tube. | The catheter introducer consist of a stainless steel needle with a sharp tip surrounded by a plastic peelable sheath. The needle with Sheath is inserted through the skin to the wound site or nerves for regional anesthesia. Once at the desired location the needle is removed and the catheter is inserted through the plastic sheath. With the catheter in place, the plastic sheath with a Split T handle is removed from the skin leaving the catheter in place. | nerves | N | N | Eligible
AN |  | POI | Lung Tissue Sealant For Lung Volume Reduction |  | 3 | N | N |  |  | 3 | The system is intended to reduce lung volume irreversibly by employing a synthetic polymer to seal airways in order to improve lung function and quality of life in patients with advanced emphysema. It functions by physically occluding both small airways and collateral air channels through sealing lung tissue, causing the treated area to collapse via absorption atelectasis. It is a single use device intended to be used by pulmonologists and thoracic surgeons in a bronchoscopy suite or operating room. | The foam is prepared immediately prior to administration using a standard accessory (stopcock) and mixing together the following: � Solution A (4.5 mL of solution containing 2.1% (w/v) of aminated polyvinyl alcohol [aPVA]) � Solution B (0.5 mL of solution containing 1.25% (w/v) of glutaraldehyde [GA]) � 15 mL of air Polymerization is initiated as the two solutions are mixed in the 20 mL Syringe. The GA molecules covalently bond to the aPVA molecules. Room air is introduced via a standard accessory (30 mL syringe) and the mixture is foamed by pushing the solutions and air through a stopcock between the 20 mL Syringe and the 30 mL syringe for 10 cycles. | The AeriSeal System is designed to produce lung volume reduction by physically occluding airways, leading to reduced gas trapping in order to improve lung function and quality of life in patients with advanced emphysema. A single subsegmental treatment consists of an injection of up to 20 mL of foam administered through a standard fiberoptic bronchoscope via a standard accessory (20 mL Syringe) and the catheter, followed by administration of up to 30 mL of air through the instrument channel of the scope, into the treated area of damaged lung. | Small airways and collateral air channels of the lung | Y | N | Eligible
AN |  | PSR | Implanted Phrenic Nerve Stimulator For Central Sleep Apnea | 3 |  | N | N |  |  | 2 | The device is intended to stimulate the phrenic nerve to produce diaphragm movement during sleep. | The device may include an implantable pulse generator (IPG), respiratory sensing and stimulation leads. The device may also include external components such as a physician programmer. | The device is an implanted nerve stimulator which provides electrical stimulation of the phrenic nerve in order to contract the diaphragm and stimulate the patient to take a breath. | Phrenic nerve | Y | N | Ineligible
AN |  | QGZ | Electrical Tumor Treatment Fields | 3 |  | N | N |  |  | 6 | The device is intended to treat patients with inoperable malignant pleural mesothelioma (MPM) concurrent to chemotherapy. | The device consists of sets of contact electrodes that are applied to the patient's shaved chest, a connecting cable, battery pack and signal generator. | This is a portable, battery powered device. Electric fields are continuously applied to the target chest area for a pre-specified duration of time. | Chest/upper torso | N | Y | Ineligible
AN |  | QKS | Inhaler, Metered Dose Or Dry Powder, Cder Or Cber Led |  | 4 | N | N |  |  | 3 | Metered Dose Inhaler and Dry Powder Inhalers are products that deliver drug substance to the site of action through the inhalation route | Metered Dose Inhaler and Dry Powder Inhalers are products that deliver drug substance to the site of action through the inhalation route | Metered Dose Inhaler and Dry Powder Inhalers are products that deliver drug substance to the site of action through the inhalation route | Inhalation | N | N | Ineligible
AN |  | QLI | Vaporizer, Cder Or Cber Led |  | 4 | N | N |  |  | 3 | Vaporizers are products that vaporize and deliver drug substance to the site of action through inhalation route. | Vaporizers are products that vaporize and deliver drug substance to the site of action through inhalation route. | Vaporizers are products that vaporize and deliver drug substance to the site of action through inhalation route. | Inhalation | N | N | Ineligible
AN |  | QOQ | Non-Continuous Ventilator For Emergency Use |  | 11 | N | N |  |  | 8 | A noncontinuous ventilator (intermittent positive pressure breathing-IPPB) is a device intended to deliver intermittently an aerosol to a patient's lungs or to assist a patient's breathing for use during declared public health emergency. | n/a | n/a | n/a | N | N | Ineligible
AN |  | QOR | Continuous Ventilator, Minimal Ventilatory Support |  | 11 | N | N |  |  | 8 | A continuous ventilator (respirator) for emergency use that is intended to provide minimal ventilatory support to mechanically control or assist patient breathing during declared public health emergency. | n/a | n/a | n/a | N | N | Ineligible
AN |  | QOT | Emergency Ventilator |  | 11 | N | N |  |  | 8 | A continuous ventilator (respirator) is a device intended to mechanically control or assist patient breathing by delivering a predetermined percentage of oxygen in the breathing gas during emergency and/or transfer use. Device is intended to be used temporarily and/or in emergency situations during declared public health emergency. | n/a | n/a | n/a | N | N | Ineligible
AN |  | QOU | Emergency Resuscitator |  | 11 | N | N |  |  | 8 | Emergency ventilator incorporating bag and valve, intended to provide emergency respiratory support by means of a face mask or a tube inserted into a patient's airway (may be automated) for use during declared public health emergency. | n/a | n/a | n/a | N | N | Ineligible
AN |  | QOW | Ventilatory Assistance Helmet |  | 6 | N | N |  |  | 8 | Patient interface for delivery of positive pressure to assist patient's breathing during declared public health emergency. Can be used with continuous and non-continuous ventilators, wall gas source, oxygen source, humidified gases. | n/a | n/a | n/a | N | N | Ineligible
AN |  | QPR | Neurological Stimulation For Emergency Use |  | 11 | N | N |  |  | 8 | authorized nerve stimulation devices for respiratory assistance for use during declared public health emergency use. | n/a | n/a | n/a | N | N | Ineligible
AN |  | QSF | Software Option For Anesthesia Gas Machine To Achieve And Maintain Targeted End Tidal Oxygen And Anesthetic Agents | 3 |  | N | N |  |  | 2 | The software feature is indicated for use with the anesthesia system to support clinicians in maintaining the targeted end tidal oxygen and end tidal anesthetic agent concentrations that the clinician sets during an anesthetic procedure, by making multiple, limited adjustments to the fresh gas composition and total flow. The software feature is indicated for adult patients, 18 years of age and older. The anesthesia system and the software feature are intended for prescription use only. | Software medical device intended to work with anesthesia gas machine. User interfaces are on the anesthesia gas machine touch screen display. | The software feature is an optional feature which allows the clinician to directly set the desired target End Tidal Oxygen (EtO2) and End Tidal Anesthetic Agent (EtAA) on the host anesthesia machine. The software feature utilizes breath-by-breath measurements from the respiratory gas module and interfaces with the anesthesia machine to titrate the electronic gas mixer and electronic anesthetic agent vaporizer to help achieve and maintain the target end tidal concentrations set by the clinician. | Breathing gas pathway. | N | Y | Ineligible
AN |  | QTB | Nitric Oxide Generator And Delivery System | 3 |  | N | N |  |  | 2 | The system is intended for generation and delivery of nitric oxide (NO) for use in conjunction with ventilatory support and other appropriate agents to produce, at point of care, and deliver nitric oxide (NO) to treat term and near-term (>34 weeks gestation) neonates with hypoxic respiratory failure associated with pulmonary hypertension. The system includes an integrated backup NO delivery system and gas analyzers with an alarm for monitoring of delivered NO, nitrogen dioxide (NO2), and oxygen (O2). | Enclosed nitric oxide generator and gas monitoring system with external connectors and accessories for delivery of nitric oxide and sampling of delivered gas. | The system consists of an electrically powered device with NO generator module containing electrodes used for generation of nitric oxide and sensors for measurement of delivered gas. Generated nitric oxide gas is delivered in conjunction with ventilatory support. | Lungs (pulmonary vasculature) | N | Y | Ineligible
AN |  | SDA | Electrical Tumor Treatment Fields For Non-Small Cell Lung Cancer | 3 |  | N | N |  |  | 2 | Optune Lua concurrent with PD-1/PD-L1 inhibitors or docetaxel is indicated for adult patients with metastatic non-small cell lung cancer who have progressed on or after a platinum-based regimen. | Comprised of an electric field generator and insulated transducer arrays. | Transducer arrays are placed on the patient�s chest which produce alternating electrical fields within the body. These electrical fields physically disrupt the rapid cell division of cancer cells. | Chest/Lungs | N | Y | Ineligible
AN |  | SDL | Transvenous Temporary Phrenic Nerve Stimulator | 3 |  | N | N |  |  | 2 | The device is intended to be implanted transvenously to stimulate the phrenic nerves to improve weaning from a mechanical ventilator. The device is temporary (<30 days) and is for use only in patients 18 years of age or older. | The device consists of a neurostimulation catheter and a console to control the stimulation delivery. | A neurostimulation catheter is inserted in the jugular vein or subclavian vein and passed through the superior vena cava, overlaying the left and right phrenic nerves. The system detects a breath, either through manual activation or connection to the breathing circuit, and transmits electrical stimulation to initiate diaphragmatic contractions. | Diaphragm, phrenic nerves. | N | N | Ineligible
CH | AN | NDC | Calculator, Drug Dose | 2 |  | N | N |  | 868.189 | 1 |  |  |  |  | N | N | Eligible
CH | CH | CCY | Zimmerman (Spectrophotometric), 17-Ketosteroids | 1 |  | N | N |  | 862.143 | 4 |  |  |  |  | N | N | Eligible
CH | CH | CCZ | Zimmerman/Norymberski, 17-Ketogenic Steroids | 1 |  | N | N |  | 862.1385 | 4 |  |  |  |  | N | N | Eligible
CH | CH | CDA | Acid, Nitrous And Nitrosonaphthol, 5-Hydroxyindole Acetic Acid/Serotonin | 1 |  | N | N |  | 862.139 | 4 |  |  |  |  | N | N | Eligible
CH | CH | CDB | Porter Silber Hydrazone, 17-Hydroxycorticosteroids | 1 |  | N | N |  | 862.1385 | 4 |  |  |  |  | N | N | Eligible
CH | CH | CDC | L-Leucyl B-Naphthylamide, Leucine Aminopeptidase | 1 |  | N | N |  | 862.146 | 4 |  |  |  |  | N | N | Eligible
CH | CH | CDD | Radioassay, Vitamin B12 | 2 |  | N | Y |  | 862.181 | 1 |  |  |  |  | N | N | Eligible
CH | CH | CDE | Chromatographic Separation/Zimmerman, 17-Ketosteroids | 1 |  | N | N |  | 862.143 | 4 |  |  |  |  | N | N | Eligible
CH | CH | CDF | Acid, Vanilmandelic, Diazo, P-Nitroaniline/Vanillin | 1 |  | N | N |  | 862.1795 | 4 |  |  |  |  | N | N | Eligible
CH | CH | CDG | Chromatography Separation/Zimmerman 17-Ketogenic Steroids | 1 |  | N | N |  | 862.1385 | 4 |  |  |  |  | N | N | Eligible
CH | CH | CDH | Acid, Uric, Phosphotungstate Reduction | 1 |  | N | N |  | 862.1775 | 4 |  |  |  |  | N | N | Eligible
CH | CH | CDK | Acid, Vanilmandelic, Electrophoretic Separation | 1 |  | N | N |  | 862.1795 | 4 |  |  |  |  | N | N | Eligible
CH | CH | CDL | Berthelot Indophenol, Urea Nitrogen | 2 |  | N | Y |  | 862.177 | 1 |  |  |  |  | N | N | Eligible
CH | CH | CDM | Diazonium Colorimetry, Urobilinogen (Urinary, Non-Quant.) | 1 |  | N | N |  | 862.1785 | 4 |  |  |  |  | N | N | Eligible
CH | CH | CDN | Urease, Photometric, Urea Nitrogen | 2 |  | N | Y |  | 862.177 | 1 |  |  |  |  | N | N | Eligible
CH | CH | CDO | Acid, Uric, Uricase (U.V.) | 1 |  | N | N |  | 862.1775 | 4 |  |  |  |  | N | N | Eligible
CH | CH | CDP | Radioimmunoassay, Total Triiodothyronine | 2 |  | N | N |  | 862.171 | 4 |  |  |  |  | N | N | Eligible
CH | CH | CDQ | Urease And Glutamic Dehydrogenase, Urea Nitrogen | 2 |  | N | Y |  | 862.177 | 1 |  |  |  |  | N | N | Eligible
CH | CH | CDR | 1-Nitroso-2-Naphthol (Fluorometric), Free Tyrosine | 1 |  | N | Y |  | 862.173 | 1 |  |  |  |  | N | N | Eligible
CH | CH | CDS | Electrode, Ion Specific, Urea Nitrogen | 2 |  | N | Y |  | 862.177 | 1 |  |  |  |  | N | N | Eligible
CH | CH | CDT | Lipase Hydrolysis/Glycerol Kinase Enzyme, Triglycerides | 1 |  | N | N |  | 862.1705 | 4 |  |  |  |  | N | N | Eligible
CH | CH | CDW | Diacetyl-Monoxime, Urea Nitrogen | 2 |  | N | Y |  | 862.177 | 1 |  |  |  |  | N | N | Eligible
CH | CH | CDX | Radioimmunoassay, Total Thyroxine | 2 |  | N | N |  | 862.17 | 4 |  |  |  |  | N | N | Eligible
CH | CH | CDZ | Radioimmunoassay, Testosterones And Dihydrotestosterone | 1 |  | N | Y |  | 862.168 | 1 |  |  |  |  | N | N | Eligible
CH | CH | CEA | Tlc Chromatographic Separation Triglycerides | 1 |  | N | N |  | 862.1705 | 4 |  |  |  |  | N | N | Eligible
CH | CH | CEC | Radioimmunoassay, Free Thyroxine | 2 |  | N | Y |  | 862.1695 | 1 |  |  |  |  | N | N | Eligible
CH | CH | CED | 5-Amp-Phosphate Release (Colorimetric Test), 5'-Nucleotidase | 1 |  | N | N |  | 862.152 | 4 |  |  |  |  | N | N | Eligible
CH | CH | CEE | Radioimmunoassay, Thyroxine-Binding Globulin | 2 |  | N | N |  | 862.1685 | 4 |  |  |  |  | N | N | Eligible
CH | CH | CEF | Electrophoretic, Protein Fractionation | 1 |  | N | N |  | 862.163 | 4 |  |  |  |  | N | N | Eligible
CH | CH | CEI | Uranyl Acetate/Zinc Acetate, Sodium | 2 |  | N | Y |  | 862.1665 | 1 |  |  |  |  | N | N | Eligible
CH | CH | CEJ | Tetraphenyl Borate, Colorimetry, Potassium | 2 |  | N | Y |  | 862.16 | 1 |  |  |  |  | N | N | Eligible
CH | CH | CEK | Biuret (Colorimetric), Total Protein | 2 |  | N | N |  | 862.1635 | 4 |  |  |  |  | N | N | Eligible
CH | CH | CEL | Ammonium Molybdate And Ammonium Vanadate, Phospholipids | 1 |  | N | N |  | 862.1575 | 4 |  |  |  |  | N | N | Eligible
CH | CH | CEM | Electrode, Ion Specific, Potassium | 2 |  | N | Y |  | 862.16 | 1 |  |  |  |  | N | N | Ineligible
CH | CH | CEN | Dye-Indicator, Ph (Urinary, Non-Quantitative) | 1 |  | N | N |  | 862.155 | 4 |  |  |  |  | N | N | Eligible
CH | CH | CEO | Phosphomolybdate (Colorimetric), Inorganic Phosphorus | 1 |  | N | N |  | 862.158 | 4 |  |  |  |  | N | N | Eligible
CH | CH | CEP | Radioimmunoassay, Luteinizing Hormone | 1 |  | N | N |  | 862.1485 | 4 |  |  |  |  | N | N | Eligible
CH | CH | CEQ | Molybdenum Blue Method, Phospholipids | 1 |  | N | N |  | 862.1575 | 4 |  |  |  |  | N | N | Eligible
CH | CH | CER | 2,4-Dinitrophenylhydrazine, Lactate Dehydrogenase | 2 |  | N | N |  | 862.144 | 4 |  |  |  |  | N | N | Eligible
CH | CH | CES | Chromogenesis, Phenylketones (Urinary, Non-Quant.) | 1 |  | N | N |  | 862.156 | 4 |  |  |  |  | N | N | Eligible
CH | CH | CET | Olive Oil Emulsion (Turbidimetric), Lipase | 1 |  | N | N |  | 862.1465 | 4 |  |  |  |  | N | N | Eligible
CH | CH | CEW | Radioimmunoassay, Parathyroid Hormone | 2 |  | N | Y |  | 862.1545 | 1 |  |  |  |  | N | N | Eligible
CH | CH | CEX | Chromatographic Separation, Lactate Dehydrogenase Isoenzymes | 2 |  | N | N |  | 862.1445 | 4 |  |  |  |  | N | N | Eligible
CH | CH | CFA | Electrode, Ion Specific, Magnesium | 1 |  | N | Y |  | 862.1495 | 1 |  |  |  |  | N | N | Eligible
CH | CH | CFB | Chromatographic Derivative, Total Lipids | 1 |  | N | N |  | 862.147 | 4 |  |  |  |  | N | N | Eligible
CH | CH | CFD | Sulfophosphovanillin, Colorimetry, Total Lipids | 1 |  | N | N |  | 862.147 | 4 |  |  |  |  | N | N | Eligible
CH | CH | CFE | Electrophoretic, Lactate Dehydrogenase Isoenzymes | 2 |  | N | N |  | 862.1445 | 4 |  |  |  |  | N | N | Eligible
CH | CH | CFG | Oil Emulsion/Thymolphthalein (Titrimetric), Lipase | 1 |  | N | N |  | 862.1465 | 4 |  |  |  |  | N | N | Eligible
CH | CH | CFH | Tetrazolium Int Dye-Diaphorase, Lactate Dehydrogenase | 2 |  | N | N |  | 862.144 | 4 |  |  |  |  | N | N | Eligible
CH | CH | CFJ | Nad Reduction/Nadh Oxidation, Lactate Dehydrogenase | 2 |  | N | N |  | 862.144 | 4 |  |  |  |  | N | N | Eligible
CH | CH | CFL | Radioimmunoassay, Human Growth Hormone | 1 |  | N | N |  | 862.137 | 4 |  |  |  |  | N | N | Eligible
CH | CH | CFM | Bathophenanthroline, Colorimetry, Iron (Non-Heme) | 1 |  | N | N |  | 862.141 | 4 |  |  |  |  | N | N | Eligible
CH | CH | CFO | Titrimetric, Magnesium | 1 |  | N | Y |  | 862.1495 | 1 |  |  |  |  | N | N | Eligible
CH | CH | CFP | Radioimmunoassay, Immunoreactive Insulin | 1 |  | N | N |  | 862.1405 | 4 |  |  |  |  | N | N | Eligible
CH | CH | CFR | Hexokinase, Glucose | 2 |  | N | Y |  | 862.1345 | 1 |  |  |  |  | N | N | Ineligible
CH | CH | CFT | Radioimmunoassay, Prolactin (Lactogen) | 1 |  | N | N |  | 862.1625 | 4 |  |  |  |  | N | N | Eligible
CH | CH | CFW | Copper Reduction, Glucose | 2 |  | N | Y |  | 862.1345 | 1 |  |  |  |  | N | N | Ineligible
CH | CH | CGA | Glucose Oxidase, Glucose | 2 |  | N | Y |  | 862.1345 | 1 |  |  |  |  | N | N | Ineligible
CH | CH | CGC | Radioimmunoassay, Gastrin | 1 |  | N | N |  | 862.1325 | 4 |  |  |  |  | N | N | Eligible
CH | CH | CGD | Ferricyanide, Glucose | 2 |  | N | Y |  | 862.1345 | 1 |  |  |  |  | N | N | Ineligible
CH | CH | CGE | Orthotoluidine, Glucose | 2 |  | N | Y |  | 862.1345 | 1 |  |  |  |  | N | N | Ineligible
CH | CH | CGF | Radioimmunoassay, Estrone | 1 |  | N | N |  | 862.128 | 4 |  |  |  |  | N | N | Eligible
CH | CH | CGH | Electrophoretic, Globulin | 1 |  | N | N |  | 862.133 | 4 |  |  |  |  | N | N | Eligible
CH | CH | CGI | Radioimmunoassay, Estriol | 1 |  | N | N |  | 862.1265 | 4 |  |  |  |  | N | N | Eligible
CH | CH | CGJ | Radioimmunoassay, Follicle-Stimulating Hormone | 1 |  | N | N |  | 862.13 | 4 |  |  |  |  | N | N | Eligible
CH | CH | CGL | Electrode, Ion Based, Enzymatic, Creatinine | 2 |  | N | Y |  | 862.1225 | 1 |  |  |  |  | N | N | Eligible
CH | CH | CGN | Acid, Folic, Radioimmunoassay | 2 |  | N | Y |  | 862.1295 | 1 |  |  |  |  | N | N | Eligible
CH | CH | CGO | Lieberman-Burchard/Abell-Kendall, Colorimetric, Cholesterol | 1 |  | N | N |  | 862.1175 | 4 |  |  |  |  | N | N | Eligible
CH | CH | CGR | Radioimmunoassay, Cortisol | 2 |  | N | Y |  | 862.1205 | 1 |  |  |  |  | N | N | Eligible
CH | CH | CGS | Nad Reduction/Nadh Oxidation, Cpk Or Isoenzymes | 2 |  | N | Y |  | 862.1215 | 1 |  |  |  |  | N | N | Eligible
CH | CH | CGT | Radioimmunoassay, Cyclic Gmp | 2 |  | N | Y |  | 862.123 | 1 |  |  |  |  | N | N | Eligible
CH | CH | CGX | Alkaline Picrate, Colorimetry, Creatinine | 2 |  | N | Y |  | 862.1225 | 1 |  |  |  |  | N | N | Eligible
CH | CH | CGZ | Electrode, Ion-Specific, Chloride | 2 |  | N | Y |  | 862.117 | 1 |  |  |  |  | N | N | Ineligible
CH | CH | CHA | Radioimmunoassay, Corticosterone | 1 |  | N | N |  | 862.12 | 4 |  |  |  |  | N | N | Eligible
CH | CH | CHC | Titrimetric Permanganate And Bromophenol Blue, Calcium | 2 |  | N | Y |  | 862.1145 | 1 |  |  |  |  | N | N | Eligible
CH | CH | CHD | Acid, Ferric Ion-Sulfuric, Cholesterol | 1 |  | N | N |  | 862.1175 | 4 |  |  |  |  | N | N | Eligible
CH | CH | CHE | Radioimmunoassay, Corticoids | 1 |  | N | N |  | 862.1195 | 4 |  |  |  |  | N | N | Eligible
CH | CH | CHG | Acid, Phosphoric-Tungstic (Spectrophotometric), Chloride | 2 |  | N | Y |  | 862.117 | 1 |  |  |  |  | N | N | Eligible
CH | CH | CHH | Enzymatic Esterase--Oxidase, Cholesterol | 1 |  | N | N |  | 862.1175 | 4 |  |  |  |  | N | N | Eligible
CH | CH | CHI | Lipase-Esterase, Enzymatic, Photometric, Lipase | 1 |  | N | N |  | 862.1465 | 4 |  |  |  |  | N | N | Eligible
CH | CH | CHJ | Mercuric Thiocyanate, Colorimetry, Chloride | 2 |  | N | Y |  | 862.117 | 1 |  |  |  |  | N | N | Eligible
CH | CH | CHK | Mercuric Nitrate And Diphenyl Carbazone (Titrimetric), Chloride | 2 |  | N | Y |  | 862.117 | 1 |  |  |  |  | N | N | Eligible
CH | CH | CHL | Electrode Measurement, Blood-Gases (Pco2, Po2) And Blood Ph | 2 |  | N | Y |  | 862.112 | 1 |  |  |  |  | N | N | Ineligible
CH | CH | CHM | Radioimmunoassay, Total Estrogens In Pregnancy | 1 |  | N | N |  | 862.127 | 4 |  |  |  |  | N | N | Eligible
CH | CH | CHO | Radioimmunoassay, Cyclic Amp | 2 |  | N | Y |  | 862.123 | 1 |  |  |  |  | N | N | Eligible
CH | CH | CHP | Radioimmunoassay, Estradiol | 1 |  | N | N |  | 862.126 | 4 |  |  |  |  | N | N | Eligible
CH | CH | CHQ | Chromatographic/Fluorometric Method, Catecholamines | 1 |  | N | N |  | 862.1165 | 4 |  |  |  |  | N | N | Eligible
CH | CH | CHR | Titrimetric Phenol Red, Carbon-Dioxide | 2 |  | N | Y |  | 862.116 | 1 |  |  |  |  | N | N | Eligible
CH | CH | CHS | Coulometric Method, Carbon-Dioxide | 2 |  | N | Y |  | 862.116 | 1 |  |  |  |  | N | N | Eligible
CH | CH | CHT | Electrophoretic Method, Catecholamines | 1 |  | N | N |  | 862.1165 | 4 |  |  |  |  | N | N | Eligible
CH | CH | CHW | Titrimetric With Edta And Indicator, Calcium | 2 |  | N | Y |  | 862.1145 | 1 |  |  |  |  | N | N | Eligible
CH | CH | CHZ | Di (O-Hydroxyphenylimine) Ethane, Calcium | 2 |  | N | Y |  | 862.1145 | 1 |  |  |  |  | N | N | Eligible
CH | CH | CIA | Methylthymol Blue, Calcium | 2 |  | N | Y |  | 862.1145 | 1 |  |  |  |  | N | N | Eligible
CH | CH | CIB | Radioimmunoassay, Angiotensin I And Renin | 2 |  | N | Y |  | 862.1085 | 1 |  |  |  |  | N | N | Eligible
CH | CH | CIC | Cresolphthalein Complexone, Calcium | 2 |  | N | Y |  | 862.1145 | 1 |  |  |  |  | N | N | Eligible
CH | CH | CID | Alizarin Sulfonate, Calcium | 2 |  | N | Y |  | 862.1145 | 1 |  |  |  |  | N | N | Eligible
CH | CH | CIE | Volumetric/Manometric, Carbon-Dioxide | 2 |  | N | Y |  | 862.116 | 1 |  |  |  |  | N | N | Eligible
CH | CH | CIF | Vanillin Pyruvate, Ast/Sgot | 2 |  | N | N |  | 862.11 | 4 |  |  |  |  | N | N | Eligible
CH | CH | CIG | Diazo Colorimetry, Bilirubin | 2 |  | N | Y |  | 862.111 | 1 |  |  |  |  | N | N | Eligible
CH | CH | CIJ | Saccharogenic, Amylase | 2 |  | N | Y |  | 862.107 | 1 |  |  |  |  | N | N | Eligible
CH | CH | CIK | Radial Diffusion, Amylase | 2 |  | N | Y |  | 862.107 | 1 |  |  |  |  | N | N | Eligible
CH | CH | CIL | Cresol Red Colorimetry, Carbon-Dioxide | 2 |  | N | Y |  | 862.116 | 1 |  |  |  |  | N | N | Eligible
CH | CH | CIN | Electrophoretic Separation, Alkaline Phosphatase Isoenzymes | 2 |  | N | Y |  | 862.105 | 1 |  |  |  |  | N | N | Eligible
CH | CH | CIO | Thymolphthalein Monophosphate, Alkaline Phosphatase Or Isoenzymes | 2 |  | N | Y |  | 862.105 | 1 |  |  |  |  | N | N | Eligible
CH | CH | CIQ | Diazo, Ast/Sgot | 2 |  | N | N |  | 862.11 | 4 |  |  |  |  | N | N | Eligible
CH | CH | CIS | Hydrazone Colorimetry, Ast/Sgot | 2 |  | N | N |  | 862.11 | 4 |  |  |  |  | N | N | Eligible
CH | CH | CIT | Nadh Oxidation/Nad Reduction, Ast/Sgot | 2 |  | N | N |  | 862.11 | 4 |  |  |  |  | N | N | Eligible
CH | CH | CIW | Starch-Dye Bound Polymer, Amylase | 2 |  | N | Y |  | 862.107 | 1 |  |  |  |  | N | N | Eligible
CH | CH | CIX | Bromcresol Green Dye-Binding, Albumin | 2 |  | N | Y |  | 862.1035 | 1 |  |  |  |  | N | N | Eligible
CH | CH | CIY | Radioimmunoassay, Androsterone | 1 |  | N | N |  | 862.108 | 4 |  |  |  |  | N | N | Eligible
CH | CH | CIZ | Radioimmunoassay, Androstenedione | 1 |  | N | N |  | 862.1075 | 4 |  |  |  |  | N | N | Eligible
CH | CH | CJA | Amyloclastic, Amylase | 2 |  | N | Y |  | 862.107 | 1 |  |  |  |  | N | N | Eligible
CH | CH | CJB | Chromatographic Separation/Radioimmunoassay, Aldosterone | 2 |  | N | Y |  | 862.1045 | 1 |  |  |  |  | N | N | Eligible
CH | CH | CJC | Fructose-1, 6-Diphosphate And Nadh (U.V.), Aldolase | 1 |  | N | N |  | 862.104 | 4 |  |  |  |  | N | N | Eligible
CH | CH | CJD | Nitrosalicylate Reduction, Amylase | 2 |  | N | Y |  | 862.107 | 1 |  |  |  |  | N | N | Eligible
CH | CH | CJE | Nitrophenylphosphate, Alkaline Phosphatase Or Isoenzymes | 2 |  | N | Y |  | 862.105 | 1 |  |  |  |  | N | N | Eligible
CH | CH | CJF | Tetrabromophenolphthalein, Albumin | 2 |  | N | Y |  | 862.1035 | 1 |  |  |  |  | N | N | Eligible
CH | CH | CJG | Tetrabromo-M-Cresolsulfonphthalein, Albumin | 2 |  | N | Y |  | 862.1035 | 1 |  |  |  |  | N | N | Eligible
CH | CH | CJH | Thymol Blue Monophosphate, Alkaline Phosphatase Or Isoenzymes | 2 |  | N | Y |  | 862.105 | 1 |  |  |  |  | N | N | Eligible
CH | CH | CJI | Disodium Phenylphosphate, Alkaline Phosphatase Or Isoenzymes | 2 |  | N | Y |  | 862.105 | 1 |  |  |  |  | N | N | Eligible
CH | CH | CJJ | Diazo, Alt/Sgpt | 1 |  | N | N |  | 862.103 | 4 |  |  |  |  | N | N | Eligible
CH | CH | CJK | Phenolphthalein Phosphate, Alkaline Phosphatase Or Isoenzymes | 2 |  | N | Y |  | 862.105 | 1 |  |  |  |  | N | N | Eligible
CH | CH | CJL | Beta Glycerophosphate, Alkaline Phosphatase Or Isoenzymes | 2 |  | N | Y |  | 862.105 | 1 |  |  |  |  | N | N | Eligible
CH | CH | CJM | Radioimmunoassay, Aldosterone | 2 |  | N | Y |  | 862.1045 | 1 |  |  |  |  | N | N | Eligible
CH | CH | CJN | Acid Phosphatase, Nitrophenylphosphate | 2 |  | N | N |  | 862.102 | 4 |  |  |  |  | N | N | Eligible
CH | CH | CJO | Alpha-Naphthyl Phosphate, Alkaline Phosphatase Or Isoenzymes | 2 |  | N | Y |  | 862.105 | 1 |  |  |  |  | N | N | Eligible
CH | CH | CJQ | Radial Immunodiffusion, Albumin | 2 |  | N | Y |  | 862.1035 | 1 |  |  |  |  | N | N | Eligible
CH | CH | CJR | Acid Phosphatase, Thymol Blue Monophosphate | 2 |  | N | N |  | 862.102 | 4 |  |  |  |  | N | N | Eligible
CH | CH | CJT | Hydrazone Colorimetry, Aldolase | 1 |  | N | N |  | 862.104 | 4 |  |  |  |  | N | N | Eligible
CH | CH | CJW | Bromcresol Purple Dye-Binding, Albumin | 2 |  | N | Y |  | 862.1035 | 1 |  |  |  |  | N | N | Eligible
CH | CH | CJX | Acid Phosphatase, Disodium Phenylphosphate | 2 |  | N | N |  | 862.102 | 4 |  |  |  |  | N | N | Eligible
CH | CH | CJY | Azo Dye, Calcium | 2 |  | N | Y |  | 862.1145 | 1 |  |  |  |  | N | N | Eligible
CH | CH | CJZ | Acid, Hydroxyazobenzene-Benzoic, Albumin | 2 |  | N | Y |  | 862.1035 | 1 |  |  |  |  | N | N | Eligible
CH | CH | CKA | Nadh Oxidation/Nad Reduction, Alt/Sgpt | 1 |  | N | N |  | 862.103 | 4 |  |  |  |  | N | N | Eligible
CH | CH | CKB | Acid Phosphatase, Naphthyl Phosphate | 2 |  | N | N |  | 862.102 | 4 |  |  |  |  | N | N | Eligible
CH | CH | CKC | Vanillin Pyruvate, Alt/Sgpt | 1 |  | N | N |  | 862.103 | 4 |  |  |  |  | N | N | Eligible
CH | CH | CKD | Hydrazone Colorimetry, Alt/Sgpt | 1 |  | N | N |  | 862.103 | 4 |  |  |  |  | N | N | Eligible
CH | CH | CKE | Acid Phosphatase, Thymolphthale Inmonophosphate | 2 |  | N | N |  | 862.102 | 4 |  |  |  |  | N | N | Eligible
CH | CH | CKF | Phenylphosphate, Alkaline Phosphatase Or Isoenzymes | 2 |  | N | Y |  | 862.105 | 1 |  |  |  |  | N | N | Eligible
CH | CH | CKG | Radioimmunoassay, Acth | 2 |  | N | Y |  | 862.1025 | 1 |  |  |  |  | N | N | Eligible
CH | CH | CKH | Acid Phosphatase, Beta Glycerophosphate | 2 |  | N | N |  | 862.102 | 4 |  |  |  |  | N | N | Eligible
CH | CH | DHA | System, Test, Human Chorionic Gonadotropin | 2 |  | N | Y |  | 862.1155 | 1 |  |  |  |  | N | N | Eligible
CH | CH | GIM | Tubes, Vacuum Sample, With Anticoagulant | 2 |  | N | N |  | 862.1675 | 1 |  |  |  |  | N | N | Ineligible
CH | CH | GJE | Tray, Blood Collection | 2 |  | N | Y |  | 862.1675 | 1 |  |  |  |  | N | N | Ineligible
CH | CH | GLE | Mixer, Blood Tube | 1 |  | Y | N |  | 862.205 | 4 |  |  |  |  | N | N | Eligible
CH | CH | JBS | Timer, General Laboratory | 1 |  | Y | N |  | 862.205 | 4 |  |  |  |  | N | N | Eligible
CH | CH | JFH | Acid Phosphatase (Prostatic), Tartrate Inhibited | 2 |  | N | N |  | 862.102 | 4 |  |  |  |  | N | N | Eligible
CH | CH | JFJ | Catalytic Methods, Amylase | 2 |  | N | Y |  | 862.107 | 1 |  |  |  |  | N | N | Eligible
CH | CH | JFL | Ph Rate Measurement, Carbon-Dioxide | 2 |  | N | Y |  | 862.116 | 1 |  |  |  |  | N | N | Eligible
CH | CH | JFM | Enzymatic Method, Bilirubin | 2 |  | N | Y |  | 862.111 | 1 |  |  |  |  | N | N | Eligible
CH | CH | JFN | Atomic Absorption, Calcium | 2 |  | N | Y |  | 862.1145 | 1 |  |  |  |  | N | N | Eligible
CH | CH | JFO | Fluorometric, Calcium | 2 |  | N | Y |  | 862.1145 | 1 |  |  |  |  | N | N | Eligible
CH | CH | JFP | Electrode, Ion Specific, Calcium | 2 |  | N | Y |  | 862.1145 | 1 |  |  |  |  | N | N | Eligible
CH | CH | JFS | Coulometric, Chloride | 2 |  | N | Y |  | 862.117 | 1 |  |  |  |  | N | N | Ineligible
CH | CH | JFT | Fluorometric, Cortisol | 2 |  | N | Y |  | 862.1205 | 1 |  |  |  |  | N | N | Eligible
CH | CH | JFY | Enzymatic Method, Creatinine | 2 |  | N | Y |  | 862.1225 | 1 |  |  |  |  | N | N | Eligible
CH | CH | JGC | Tryptophan Measurement (Colorimetric), Globulin | 1 |  | N | N |  | 862.133 | 4 |  |  |  |  | N | N | Eligible
CH | CH | JGD | Nephelometric Method, Globulin | 1 |  | N | N |  | 862.133 | 4 |  |  |  |  | N | N | Eligible
CH | CH | JGE | Turbidimetric Method, Globulin | 1 |  | N | N |  | 862.133 | 4 |  |  |  |  | N | N | Eligible
CH | CH | JGF | Differential Rate Kinetic Method, Lactate Dehydrogenase Isoenzymes | 2 |  | N | N |  | 862.1445 | 4 |  |  |  |  | N | N | Eligible
CH | CH | JGG | L-Leucine-4-Nitroanilide (Colorimetric), Leucine Arylamidase | 1 |  | N | N |  | 862.146 | 4 |  |  |  |  | N | N | Eligible
CH | CH | JGI | Atomic Absorption, Magnesium | 1 |  | N | Y |  | 862.1495 | 1 |  |  |  |  | N | N | Eligible
CH | CH | JGJ | Photometric Method, Magnesium | 1 |  | N | Y |  | 862.1495 | 1 |  |  |  |  | N | N | Eligible
CH | CH | JGK | Ferric Chloride, Phenylketones (Urinary, Non-Quant.) | 1 |  | N | N |  | 862.156 | 4 |  |  |  |  | N | N | Eligible
CH | CH | JGM | Flame Photometry, Potassium | 2 |  | N | Y |  | 862.16 | 1 |  |  |  |  | N | N | Eligible
CH | CH | JGP | Lowry (Colorimetric), Total Protein | 2 |  | N | N |  | 862.1635 | 4 |  |  |  |  | N | N | Eligible
CH | CH | JGQ | Turbidimetric, Total Protein | 2 |  | N | N |  | 862.1635 | 4 |  |  |  |  | N | N | Eligible
CH | CH | JGR | Refractometric, Total Protein | 2 |  | N | N |  | 862.1635 | 4 |  |  |  |  | N | N | Eligible
CH | CH | JGS | Electrode, Ion Specific, Sodium | 2 |  | N | Y |  | 862.1665 | 1 |  |  |  |  | N | N | Ineligible
CH | CH | JGT | Flame Photometry, Sodium | 2 |  | N | Y |  | 862.1665 | 1 |  |  |  |  | N | N | Eligible
CH | CH | JGW | Fluorometric Method, Triglycerides | 1 |  | N | N |  | 862.1705 | 4 |  |  |  |  | N | N | Eligible
CH | CH | JGX | Turbidimetric Method, Triglycerides | 1 |  | N | N |  | 862.1705 | 4 |  |  |  |  | N | N | Eligible
CH | CH | JGY | Colorimetric Method, Triglycerides | 1 |  | N | N |  | 862.1705 | 4 |  |  |  |  | N | N | Eligible
CH | CH | JGZ | O-Phthalaldehyde, Urea Nitrogen | 2 |  | N | Y |  | 862.177 | 1 |  |  |  |  | N | N | Eligible
CH | CH | JHA | Acid, Uric, Uricase (Gasometric) | 1 |  | N | N |  | 862.1775 | 4 |  |  |  |  | N | N | Eligible
CH | CH | JHC | Acid, Uric, Uricase (Oxygen Rate) | 1 |  | N | N |  | 862.1775 | 4 |  |  |  |  | N | N | Eligible
CH | CH | JHD | Fluorometric Method, 17-Hydroxycorticosteroids | 1 |  | N | N |  | 862.1385 | 4 |  |  |  |  | N | N | Eligible
CH | CH | JHE | Radioassay, 17-Hydroxycorticosteroids | 1 |  | N | N |  | 862.1385 | 4 |  |  |  |  | N | N | Eligible
CH | CH | JHF | Colorimetric Method, Lecithin/Sphingomyelin Ratio | 2 |  | N | Y |  | 862.1455 | 1 |  |  |  |  | N | N | Eligible
CH | CH | JHG | Chromatographic Separation, Lecithin/Sphingomyelin Ratio | 2 |  | N | Y |  | 862.1455 | 1 |  |  |  |  | N | N | Eligible
CH | CH | JHH | Electrophoretic Method, Lecithin/Sphingomyelin Ratio | 2 |  | N | Y |  | 862.1455 | 1 |  |  |  |  | N | N | Eligible
CH | CH | JHI | Visual, Pregnancy Hcg, Prescription Use | 2 |  | N | Y |  | 862.1155 | 1 |  |  |  |  | N | N | Eligible
CH | CH | JHJ | Agglutination Method, Human Chorionic Gonadotropin | 2 |  | N | Y |  | 862.1155 | 1 |  |  |  |  | N | N | Eligible
CH | CH | JHL | Microdensitometry Method, Lipoproteins | 1 |  | N | N |  | 862.1475 | 4 |  |  |  |  | N | N | Eligible
CH | CH | JHM | Colorimetric Method, Lipoproteins | 1 |  | N | N |  | 862.1475 | 4 |  |  |  |  | N | N | Eligible
CH | CH | JHN | Turbidimetric Method, Lipoproteins | 1 |  | N | N |  | 862.1475 | 4 |  |  |  |  | N | N | Eligible
CH | CH | JHO | Electrophoretic Separation, Lipoproteins | 1 |  | N | N |  | 862.1475 | 4 |  |  |  |  | N | N | Eligible
CH | CH | JHP | Radial Immunodiffusion, Lipoproteins | 1 |  | N | N |  | 862.1475 | 4 |  |  |  |  | N | N | Eligible
CH | CH | JHQ | Nephelometric Method, Lipoproteins | 1 |  | N | N |  | 862.1475 | 4 |  |  |  |  | N | N | Eligible
CH | CH | JHS | Differential Rate Kinetic Method, Cpk Or Isoenzymes | 2 |  | N | Y |  | 862.1215 | 1 |  |  |  |  | N | N | Eligible
CH | CH | JHT | Chromatographic Separation, Cpk Isoenzymes | 2 |  | N | Y |  | 862.1215 | 1 |  |  |  |  | N | N | Eligible
CH | CH | JHW | U.V. Method, Cpk Isoenzymes | 2 |  | N | Y |  | 862.1215 | 1 |  |  |  |  | N | N | Eligible
CH | CH | JHX | Fluorometric Method, Cpk Or Isoenzymes | 2 |  | N | Y |  | 862.1215 | 1 |  |  |  |  | N | N | Eligible
CH | CH | JHY | Colorimetric Method, Cpk Or Isoenzymes | 2 |  | N | Y |  | 862.1215 | 1 |  |  |  |  | N | N | Eligible
CH | CH | JIA | Enzymatic Methods, Galactose | 1 |  | N | Y |  | 862.131 | 1 |  |  |  |  | N | N | Eligible
CH | CH | JIB | U.V. Method, Galactose | 1 |  | N | Y |  | 862.131 | 1 |  |  |  |  | N | N | Eligible
CH | CH | JIC | Colorimetric Method, Galactose | 1 |  | N | Y |  | 862.131 | 1 |  |  |  |  | N | N | Eligible
CH | CH | JID | Photometric Method, Ammonia | 1 |  | N | Y |  | 862.1065 | 1 |  |  |  |  | N | N | Eligible
CH | CH | JIE | Method, Ion-Exchange, Ammonia | 1 |  | N | Y |  | 862.1065 | 1 |  |  |  |  | N | N | Eligible
CH | CH | JIF | Enzymatic Method, Ammonia | 1 |  | N | Y |  | 862.1065 | 1 |  |  |  |  | N | N | Eligible
CH | CH | JIG | Electrode, Ion-Specific Method, Ammonia | 1 |  | N | Y |  | 862.1065 | 1 |  |  |  |  | N | N | Eligible
CH | CH | JIJ | Wet Ash Method, Protein-Bound Iodine | 1 |  | N | N |  | 862.164 | 4 |  |  |  |  | N | N | Eligible
CH | CH | JIK | Dry Ash Method, Protein-Bound Iodine | 1 |  | N | N |  | 862.164 | 4 |  |  |  |  | N | N | Eligible
CH | CH | JIL | Method, Enzymatic, Glucose (Urinary, Non-Quantitative) | 2 |  | N | Y |  | 862.134 | 1 |  |  |  |  | N | N | Eligible
CH | CH | JIM | Method, Metallic Reduction, Glucose (Urinary, Non-Quantitative) | 2 |  | N | Y |  | 862.134 | 1 |  |  |  |  | N | N | Eligible
CH | CH | JIN | Nitroprusside, Ketones (Urinary, Non-Quant.) | 1 |  | N | N |  | 862.1435 | 4 |  |  |  |  | N | N | Eligible
CH | CH | JIQ | Turbidimetric Method, Protein Or Albumin (Urinary, Non-Quant.) | 1 |  | N | N |  | 862.1645 | 4 |  |  |  |  | N | N | Eligible
CH | CH | JIR | Indicator Method, Protein Or Albumin (Urinary, Non-Quant.) | 1 |  | N | N |  | 862.1645 | 4 |  |  |  |  | N | N | Eligible
CH | CH | JIS | Calibrator, Primary | 2 |  | N | N |  | 862.115 | 4 |  |  |  |  | N | N | Eligible
CH | CH | JIT | Calibrator, Secondary | 2 |  | N | N |  | 862.115 | 4 |  |  |  |  | N | N | Eligible
CH | CH | JIW | Calibrator, Surrogate | 2 |  | N | N |  | 862.115 | 4 |  |  |  |  | N | N | Eligible
CH | CH | JIX | Calibrator, Multi-Analyte Mixture | 2 |  | N | N |  | 862.115 | 4 |  |  |  |  | N | N | Eligible
CH | CH | JIY | Photometric Method, Iron (Non-Heme) | 1 |  | N | N |  | 862.141 | 4 |  |  |  |  | N | N | Eligible
CH | CH | JIZ | Atomic Absorption, Iron (Non-Heme) | 1 |  | N | N |  | 862.141 | 4 |  |  |  |  | N | N | Eligible
CH | CH | JJA | Radio-Labeled Iron Method, Iron (Non-Heme) | 1 |  | N | N |  | 862.141 | 4 |  |  |  |  | N | N | Eligible
CH | CH | JJB | Azo-Dyes, Colorimetric, Bilirubin & Its Conjugates (Urinary, Non-Quant.) | 1 |  | N | N |  | 862.1115 | 4 |  |  |  |  | N | N | Eligible
CH | CH | JJC | Analyzer, Chemistry (Sequential Multiple, Continuous Flow) Clinical Use | 1 |  | N | N |  | 862.215 | 4 |  |  |  |  | N | N | Eligible
CH | CH | JJE | Analyzer, Chemistry (Photometric, Discrete), For Clinical Use | 1 |  | N | N |  | 862.216 | 4 |  |  |  |  | N | N | Eligible
CH | CH | JJF | Analyzer, Chemistry, Micro, For Clinical Use | 1 |  | N | N |  | 862.217 | 4 |  |  |  |  | N | N | Eligible
CH | CH | JJG | Analyzer, Chemistry, Centrifugal, For Clinical Use | 1 |  | N | N |  | 862.214 | 4 |  |  |  |  | N | N | Eligible
CH | CH | JJH | Clinical Sample Concentrator | 1 |  | N | N |  | 862.231 | 4 |  |  |  |  | N | N | Eligible
CH | CH | JJI | Analyzer, Enzyme, For Clinical Use | 1 |  | N | N |  | 862.25 | 4 |  |  |  |  | N | N | Eligible
CH | CH | JJJ | Counter (Beta, Gamma) For Clinical Use | 1 |  | N | N |  | 862.232 | 4 |  |  |  |  | N | N | Eligible
CH | CH | JJK | Oncometer, Plasma, For Clinical Use | 1 |  | N | N |  | 862.272 | 4 |  |  |  |  | N | N | Eligible
CH | CH | JJL | Plasma Viscometer For Clinical Use | 1 |  | N | N |  | 862.292 | 4 |  |  |  |  | N | N | Eligible
CH | CH | JJM | Osmometer For Clinical Use | 1 |  | N | N |  | 862.273 | 4 |  |  |  |  | N | N | Eligible
CH | CH | JJN | Apparatus, Electrophoresis, For Clinical Use | 1 |  | N | N |  | 862.2485 | 4 |  |  |  |  | N | N | Eligible
CH | CH | JJO | Flame Emission Photometer For Clinical Use | 1 |  | N | N |  | 862.254 | 4 |  |  |  |  | N | N | Eligible
CH | CH | JJP | Electrode, Ion Selective (Non-Specified) | 1 |  | Y | N |  | 862.205 | 4 |  |  |  |  | N | N | Eligible
CH | CH | JJQ | Colorimeter, Photometer, Spectrophotometer For Clinical Use | 1 |  | N | N |  | 862.23 | 4 |  |  |  |  | N | N | Eligible
CH | CH | JJR | Electrolyte Controls (Assayed And Unassayed) | 1 |  | N | N |  | 862.166 | 4 |  |  |  |  | N | N | Eligible
CH | CH | JJS | Controls For Blood-Gases, (Assayed And Unassayed) | 1 |  | N | N |  | 862.166 | 4 |  |  |  |  | N | N | Eligible
CH | CH | JJT | Enzyme Controls (Assayed And Unassayed) | 1 |  | N | N |  | 862.166 | 4 |  |  |  |  | N | N | Eligible
CH | CH | JJW | Urinalysis Controls (Assayed And Unassayed) | 1 |  | N | N |  | 862.166 | 4 |  |  |  |  | N | N | Eligible
CH | CH | JJX | Single (Specified) Analyte Controls (Assayed And Unassayed) | 1 |  | N | N |  | 862.166 | 4 |  |  |  |  | N | N | Eligible
CH | CH | JJY | Multi-Analyte Controls, All Kinds (Assayed) | 1 |  | N | N |  | 862.166 | 4 |  |  |  |  | N | N | Eligible
CH | CH | JKA | Tubes, Vials, Systems, Serum Separators, Blood Collection | 2 |  | N | N |  | 862.1675 | 1 |  |  |  |  | N | N | Ineligible
CH | CH | JKB | Radioimmunoassay, Compound S (11-Deoxycortisol) | 1 |  | N | N |  | 862.1185 | 4 |  |  |  |  | N | N | Eligible
CH | CH | JKC | Radioimmunoassay, Dehydroepiandrosterone (Free And Sulfate) | 1 |  | N | N |  | 862.1245 | 4 |  |  |  |  | N | N | Eligible
CH | CH | JKD | Radioimmunoassay, C-Peptides Of Proinsulin | 1 |  | N | N |  | 862.1135 | 4 |  |  |  |  | N | N | Eligible
CH | CH | JKF | Dinitrophenyl Hydrazone Measurement (Colorimetric), Hydroxybutyric Dehydroge | 1 |  | N | N |  | 862.138 | 4 |  |  |  |  | N | N | Eligible
CH | CH | JKG | L-Isocitrate And Nadp (U.V.), Isocitric Dehydrogenase | 1 |  | N | N |  | 862.142 | 4 |  |  |  |  | N | N | Eligible
CH | CH | JKH | Hydrazone Deriv. Of Alpha-Ketogluterate (Colorimetry), Isocitric Dehydrogen | 1 |  | N | N |  | 862.142 | 4 |  |  |  |  | N | N | Eligible
CH | CH | JKJ | Fluorometric Measurement, Porphyrins | 1 |  | N | N |  | 862.1595 | 4 |  |  |  |  | N | N | Eligible
CH | CH | JKL | Acid, Delta-Aminolevulinic, Ion-Exchange Columns With Colorimetry | 1 |  | N | N |  | 862.106 | 4 |  |  |  |  | N | N | Eligible
CH | CH | JKP | Chromium-51, Blood Volume | 1 |  | N | N |  | 862.113 | 4 |  |  |  |  | N | N | Eligible
CH | CH | JKR | Radioimmunoassay, Calcitonin | 2 |  | N | Y |  | 862.114 | 1 |  |  |  |  | N | N | Eligible
CH | CH | JKW | N-Acetyl-L-Tyrosine Ethyl Ester (U.V.), Chymotrypsin | 1 |  | N | N |  | 862.118 | 4 |  |  |  |  | N | N | Eligible
CH | CH | JKX | N-Benzoyl-L-Tyrosine Ethyl Ester (U.V.), Chymotrypsin | 1 |  | N | N |  | 862.118 | 4 |  |  |  |  | N | N | Eligible
CH | CH | JKY | Oxalydihydrazide (Spectroscopic), Copper | 1 |  | N | N |  | 862.119 | 4 |  |  |  |  | N | N | Eligible
CH | CH | JKZ | Diethyldithiocarbamate (Colorimetric), Copper | 1 |  | N | N |  | 862.119 | 4 |  |  |  |  | N | N | Eligible
CH | CH | JLA | Conversion To Creatinine, Creatine | 1 |  | N | N |  | 862.121 | 4 |  |  |  |  | N | N | Eligible
CH | CH | JLB | Atp And Creatine Kinase (Enzymatic), Creatine | 1 |  | N | N |  | 862.121 | 4 |  |  |  |  | N | N | Eligible
CH | CH | JLC | Nitroprusside Reaction (Qualitative, Urine), Cystine | 1 |  | N | N |  | 862.124 | 4 |  |  |  |  | N | N | Eligible
CH | CH | JLD | Chromatographic, Cystine | 1 |  | N | N |  | 862.124 | 4 |  |  |  |  | N | N | Eligible
CH | CH | JLE | Radioimmunoassay, Desoxycorticosterone | 1 |  | N | N |  | 862.125 | 4 |  |  |  |  | N | N | Eligible
CH | CH | JLF | Radioimmunoassay, Etiocholanolone | 1 |  | N | N |  | 862.1285 | 4 |  |  |  |  | N | N | Eligible
CH | CH | JLG | Conversion To Ferric Hydroxymates (Colorimetric), Fatty Acids | 1 |  | N | N |  | 862.129 | 4 |  |  |  |  | N | N | Eligible
CH | CH | JLH | Titrimetric, Fatty Acids | 1 |  | N | N |  | 862.129 | 4 |  |  |  |  | N | N | Eligible
CH | CH | JLI | Tetrahydrofolate, Enzymatic (U.V.), Formiminoglutamic Acid | 1 |  | N | N |  | 862.1305 | 4 |  |  |  |  | N | N | Eligible
CH | CH | JLJ | Uridine-5-Diphosphoglucose, Nad (U.V.), Alpha-D Galactose-1-Phosphate | 2 |  | N | Y |  | 862.1315 | 1 |  |  |  |  | N | N | Eligible
CH | CH | JLK | Sodium Hydroxide And Phenol Red (Titrimetric), Gastric Acidity | 1 |  | N | N |  | 862.132 | 4 |  |  |  |  | N | N | Eligible
CH | CH | JLL | Tubeless Analysis, Gastric Acidity | 1 |  | N | N |  | 862.132 | 4 |  |  |  |  | N | N | Eligible
CH | CH | JLN | Chromatographic, Glutathione | 1 |  | N | N |  | 862.1365 | 4 |  |  |  |  | N | N | Eligible
CH | CH | JLO | Enzymatic (Glutathione Reductase), Glutathione | 1 |  | N | N |  | 862.1365 | 4 |  |  |  |  | N | N | Eligible
CH | CH | JLP | Spectrophotometric Method, Pregnanediol | 1 |  | N | N |  | 862.1605 | 4 |  |  |  |  | N | N | Eligible
CH | CH | JLQ | Spectrophotometric Method, Pregnanetriol | 1 |  | N | N |  | 862.161 | 4 |  |  |  |  | N | N | Eligible
CH | CH | JLR | Gas Chromatography, Pregnanetriol | 1 |  | N | N |  | 862.161 | 4 |  |  |  |  | N | N | Eligible
CH | CH | JLS | Radioimmunoassay, Progesterone | 1 |  | N | N |  | 862.162 | 4 |  |  |  |  | N | N | Eligible
CH | CH | JLT | Acid, Pyruvic, Enzymatic (U.V.) | 1 |  | N | N |  | 862.1655 | 4 |  |  |  |  | N | N | Eligible
CH | CH | JLW | Radioimmunoassay, Thyroid-Stimulating Hormone | 2 |  | N | Y |  | 862.169 | 1 |  |  |  |  | N | N | Eligible
CH | CH | JLX | Radioimmunoassay, 17-Hydroxyprogesterone | 1 |  | N | N |  | 862.1395 | 4 |  |  |  |  | N | N | Eligible
CH | CH | JLY | Phosphoglycerate Mutase (Colorimetric), 2,3-Diphosphoglyceric Acid | 1 |  | N | N |  | 862.1255 | 4 |  |  |  |  | N | N | Eligible
CH | CH | JLZ | Nadh, Phosphoglycerate Mutase, Atp (U.V.) 2,3-Diphosphoglyceric Acid | 1 |  | N | N |  | 862.1255 | 4 |  |  |  |  | N | N | Eligible
CH | CH | JMA | Acid, Ascorbic, 2,4-Dinitrophenylhydrazine (Spectrophotometric) | 1 |  | N | N |  | 862.1095 | 4 |  |  |  |  | N | N | Eligible
CH | CH | JMD | Radioimmunoassay, Total Estrogens, Nonpregnancy | 1 |  | N | N |  | 862.1275 | 4 |  |  |  |  | N | N | Eligible
CH | CH | JME | Radioimmunoassay, Glucagon | 1 |  | N | N |  | 862.1335 | 4 |  |  |  |  | N | N | Eligible
CH | CH | JMF | Radioimmunoassay, Human Placental Lactogen | 2 |  | N | Y |  | 862.1585 | 1 |  |  |  |  | N | N | Eligible
CH | CH | JMI | Chromatographic, Histidine | 1 |  | N | N |  | 862.1375 | 4 |  |  |  |  | N | N | Eligible
CH | CH | JMJ | Microbiological, Histidine | 1 |  | N | N |  | 862.1375 | 4 |  |  |  |  | N | N | Eligible
CH | CH | JMK | Acid, Alpha-Ketobutyric And Nadh (U.V.), Hydroxybutyric Dehydrogenase | 1 |  | N | N |  | 862.138 | 4 |  |  |  |  | N | N | Eligible
CH | CH | JMM | Column Chromatography & Color Development, Hydroxyproline | 1 |  | N | N |  | 862.14 | 4 |  |  |  |  | N | N | Eligible
CH | CH | JMN | Extraction Plus Chromatography With Color By Ninhydrin, Hydroxyproline | 1 |  | N | N |  | 862.14 | 4 |  |  |  |  | N | N | Eligible
CH | CH | JMO | Ferrozine (Colorimetric) Iron Binding Capacity | 1 |  | N | N |  | 862.1415 | 4 |  |  |  |  | N | N | Eligible
CH | CH | JMQ | M. Lysodeikticus Cells (Spectrophotometric), Lysozyme (Muramidase) | 1 |  | N | N |  | 862.149 | 4 |  |  |  |  | N | N | Eligible
CH | CH | JMR | Immunochemical, Lysozyme (Muramidase) | 1 |  | N | N |  | 862.149 | 4 |  |  |  |  | N | N | Eligible
CH | CH | JMS | Acid, Oxalacetic And Nadh Oxidation (U.V.), Malic Dehydrogenase | 1 |  | N | N |  | 862.15 | 4 |  |  |  |  | N | N | Eligible
CH | CH | JMT | Diazo (Colorimetric), Nitrite (Urinary, Non-Quant) | 1 |  | N | N |  | 862.151 | 4 |  |  |  |  | N | N | Eligible
CH | CH | JMW | 2,4-Dinitrofluorobenzene (Spectroscopic), Nitrogen (Amino-Nitrogen) | 1 |  | N | N |  | 862.1515 | 4 |  |  |  |  | N | N | Eligible
CH | CH | JMX | Ninhydrin, Nitrogen (Amino-Nitrogen) | 1 |  | N | N |  | 862.1515 | 4 |  |  |  |  | N | N | Eligible
CH | CH | JMY | Citrulline, Arsenate, Nessler (Colorimetry), Ornithine Carbamyl Transferase | 1 |  | N | N |  | 862.1535 | 4 |  |  |  |  | N | N | Eligible
CH | CH | JMZ | Comparison Of Freezing Points & Stds. Of Known Osmotic Pressure, Osmolality | 1 |  | N | N |  | 862.154 | 4 |  |  |  |  | N | N | Eligible
CH | CH | JNA | Vapor Pressure, Osmolality Of Serum & Urine | 1 |  | N | N |  | 862.154 | 4 |  |  |  |  | N | N | Eligible
CH | CH | JNB | Ninhydrin And L-Leucyl-L-Alanine (Fluorimetric), Phenylalanine | 2 |  | N | Y |  | 862.1555 | 1 |  |  |  |  | N | N | Eligible
CH | CH | JNC | Column Or Paper Chromatography Plus Ninhydrin, Phenylalanine | 2 |  | N | Y |  | 862.1555 | 1 |  |  |  |  | N | N | Eligible
CH | CH | JND | Nadp Reduction, 6-Phosphogluconate Dehydrogenase | 1 |  | N | N |  | 862.1565 | 4 |  |  |  |  | N | N | Eligible
CH | CH | JNE | Glucose-6-Phosphate (Colorimetric), Phosphohexose Isomerase | 1 |  | N | N |  | 862.157 | 4 |  |  |  |  | N | N | Eligible
CH | CH | JNF | Ion-Exchange Resin, Ehrlich'S Reagent, Porphobilinogen | 1 |  | N | N |  | 862.159 | 4 |  |  |  |  | N | N | Eligible
CH | CH | JNG | Radioimmunoassay, Pregnenolone | 1 |  | N | N |  | 862.1615 | 4 |  |  |  |  | N | N | Eligible
CH | CH | JNJ | Phosphoenol Pyruvate, Adp, Nadh, Pyruvate Kinase | 1 |  | N | N |  | 862.165 | 4 |  |  |  |  | N | N | Eligible
CH | CH | JNK | Beta-D-Fructose & Nadh Oxidation (U.V.), Sorbitol Dehydrogenase | 1 |  | N | N |  | 862.167 | 4 |  |  |  |  | N | N | Eligible
CH | CH | JNN | P-Toluenesulphonyl-L-Arginine Methyl Ester (U.V.), Trypsin | 1 |  | N | N |  | 862.1725 | 4 |  |  |  |  | N | N | Eligible
CH | CH | JNO | N-Benzoyl-L-Arginine Ethyl Ester (U.V.), Trypsin | 1 |  | N | N |  | 862.1725 | 4 |  |  |  |  | N | N | Eligible
CH | CH | JNP | Infrared Spectroscopy Measurement, Urinary Calculi (Stone) | 1 |  | N | N |  | 862.178 | 4 |  |  |  |  | N | N | Eligible
CH | CH | JNQ | Qualitative Chemical Reactions, Urinary Calculi (Stone) | 1 |  | N | N |  | 862.178 | 4 |  |  |  |  | N | N | Eligible
CH | CH | JNS | Stannous Chloride - Hydrazine, Phospholipids | 1 |  | N | N |  | 862.1575 | 4 |  |  |  |  | N | N | Eligible
CH | CH | JNT | Chromatographic, Phospholipids | 1 |  | N | N |  | 862.1575 | 4 |  |  |  |  | N | N | Eligible
CH | CH | JNX | Membrane Osmometry, Plasma Oncometry | 1 |  | N | N |  | 862.153 | 4 |  |  |  |  | N | N | Eligible
CH | CH | JNY | Glyceralde-3-Phosphate, Nadh (Enzymatic), Triose Phosphate Isomerase | 1 |  | N | N |  | 862.172 | 4 |  |  |  |  | N | N | Eligible
CH | CH | JNZ | Fluorometric, Uroporphyrin | 1 |  | N | N |  | 862.179 | 4 |  |  |  |  | N | N | Eligible
CH | CH | JOA | Acid, Trifluoroacetic, Vitamin A, Hexane Extraction | 1 |  | N | N |  | 862.1805 | 4 |  |  |  |  | N | N | Eligible
CH | CH | JOB | Hexane Extraction, Fluorescence, Vitamin E | 1 |  | N | N |  | 862.1815 | 4 |  |  |  |  | N | N | Eligible
CH | CH | JOC | Colorimetric, Xylose | 1 |  | N | N |  | 862.182 | 4 |  |  |  |  | N | N | Eligible
CH | CH | JPZ | Colorimetric Method, Gamma-Glutamyl Transpeptidase | 1 |  | N | N |  | 862.136 | 4 |  |  |  |  | N | N | Eligible
CH | CH | JQA | Electrophoretic, Gamma-Glutamyl Transpeptidase Isoenzymes | 1 |  | N | N |  | 862.136 | 4 |  |  |  |  | N | N | Eligible
CH | CH | JQB | Kinetic Method, Gamma-Glutamyl Transpeptidase | 1 |  | N | N |  | 862.136 | 4 |  |  |  |  | N | N | Eligible
CH | CH | JQC | Centrifuges (Micro, Ultra, Refrigerated) For Clinical Use | 1 |  | Y | N |  | 862.205 | 4 |  |  |  |  | N | N | Eligible
CH | CH | JQD | Resin, Ion-Exchange, Thioglycolic Acid, Colorimetry, Iron Binding Capacity | 1 |  | N | N |  | 862.1415 | 4 |  |  |  |  | N | N | Eligible
CH | CH | JQE | Resin, Ion-Exchange, Ascorbic Acid, Colorimetry, Iron Binding Capacity | 1 |  | N | N |  | 862.1415 | 4 |  |  |  |  | N | N | Eligible
CH | CH | JQF | Bathophenanthroline, Iron Binding Capacity | 1 |  | N | N |  | 862.1415 | 4 |  |  |  |  | N | N | Eligible
CH | CH | JQG | Radiometric, Fe59, Iron Binding Capacity | 1 |  | N | N |  | 862.1415 | 4 |  |  |  |  | N | N | Eligible
CH | CH | JQH | Trinitrobenzene Sulfonate (Spectroscopic), Nitrogen (Amino-Nitrogen) | 1 |  | N | N |  | 862.1515 | 4 |  |  |  |  | N | N | Eligible
CH | CH | JQI | Rotating Disc, Plasma Viscometry | 1 |  | N | N |  | 862.1475 | 4 |  |  |  |  | N | N | Eligible
CH | CH | JQJ | Densitometeric, Protein Fractionation | 1 |  | N | N |  | 862.163 | 4 |  |  |  |  | N | N | Eligible
CH | CH | JQK | Immunodiffusion, Protein Fractionation | 1 |  | N | N |  | 862.163 | 4 |  |  |  |  | N | N | Eligible
CH | CH | JQL | Spectrophotometric, Uroporphyrin | 1 |  | N | N |  | 862.179 | 4 |  |  |  |  | N | N | Eligible
CH | CH | JQM | P-Bromoaniline, Xylose | 1 |  | N | N |  | 862.182 | 4 |  |  |  |  | N | N | Eligible
CH | CH | JQN | Colorimetric, Mucopolysaccharides | 1 |  | N | N |  | 862.1505 | 4 |  |  |  |  | N | N | Eligible
CH | CH | JQO | Balance, Analytical | 1 |  | Y | N |  | 862.205 | 4 |  |  |  |  | N | N | Eligible
CH | CH | JQP | Calculator/Data Processing Module, For Clinical Use | 1 |  | N | N |  | 862.21 | 4 |  |  |  |  | N | N | Eligible
CH | CH | JQQ | Dialyzer | 1 |  | Y | N |  | 862.205 | 4 |  |  |  |  | N | N | Eligible
CH | CH | JQT | Densitometer/Scanner (Integrating, Reflectance, Tlc, Radiochromat.) Clinica | 1 |  | N | N |  | 862.24 | 4 |  |  |  |  | N | N | Eligible
CH | CH | JQW | Station, Pipetting And Diluting, For Clinical Use | 1 |  | N | N |  | 862.275 | 4 |  |  |  |  | N | N | Eligible
CH | CH | JQX | Nephelometer, For Clinical Use | 1 |  | N | N |  | 862.27 | 4 |  |  |  |  | N | N | Eligible
CH | CH | JQY | Ph Meter | 1 |  | Y | N |  | 862.205 | 4 |  |  |  |  | N | N | Eligible
CH | CH | JQZ | Polarimeter | 1 |  | Y | N |  | 862.205 | 4 |  |  |  |  | N | N | Eligible
CH | CH | JRA | Microtitrator, For Clinical Use | 1 |  | N | N |  | 862.268 | 4 |  |  |  |  | N | N | Eligible
CH | CH | JRB | Micro Mixer | 1 |  | Y | N |  | 862.205 | 4 |  |  |  |  | N | N | Eligible
CH | CH | JRC | Micro Pipette | 1 |  | Y | N |  | 862.205 | 4 |  |  |  |  | N | N | Eligible
CH | CH | JRE | Refractometer For Clinical Use | 1 |  | N | N |  | 862.28 | 4 |  |  |  |  | N | N | Eligible
CH | CH | JRG | Block, Heating | 1 |  | Y | N |  | 862.205 | 4 |  |  |  |  | N | N | Eligible
CH | CH | JRI | Cuvette, Thermostated | 1 |  | Y | N |  | 862.205 | 4 |  |  |  |  | N | N | Eligible
CH | CH | JRJ | Unit, Drying | 1 |  | Y | N |  | 862.205 | 4 |  |  |  |  | N | N | Eligible
CH | CH | JRK | Evaporator | 1 |  | Y | N |  | 862.205 | 4 |  |  |  |  | N | N | Eligible
CH | CH | JRL | Unit, Filter, Membrane | 1 |  | Y | N |  | 862.205 | 4 |  |  |  |  | N | N | Eligible
CH | CH | JRM | Freezer | 1 |  | Y | N |  | 862.205 | 4 |  |  |  |  | N | N | Eligible
CH | CH | JRO | Blender/Mixer | 1 |  | Y | N |  | 862.205 | 4 |  |  |  |  | N | N | Eligible
CH | CH | JRQ | Shaker/Stirrer | 1 |  | Y | N |  | 862.205 | 4 |  |  |  |  | N | N | Eligible
CH | CH | JRR | Regulator, Temperature | 1 |  | Y | N |  | 862.205 | 4 |  |  |  |  | N | N | Eligible
CH | CH | JRS | Purifier, Water (Absorption, Deionization, Membrane Filter, Reverse Osmosis) | 1 |  | Y | N |  | 862.205 | 4 |  |  |  |  | N | N | Eligible
CH | CH | KHM | Nephelometric, Amylase | 2 |  | N | Y |  | 862.107 | 1 |  |  |  |  | N | N | Eligible
CH | CH | KHO | Fluorometer, For Clinical Use | 1 |  | N | N |  | 862.256 | 4 |  |  |  |  | N | N | Eligible
CH | CH | KHP | Acid, Lactic, Enzymatic Method | 1 |  | N | N |  | 862.145 | 4 |  |  |  |  | N | N | Eligible
CH | CH | KHQ | Radioassay, Triiodothyronine Uptake | 2 |  | N | N |  | 862.1715 | 4 |  |  |  |  | N | N | Eligible
CH | CH | KHS | Enzymatic, Carbon-Dioxide | 2 |  | N | Y |  | 862.116 | 1 |  |  |  |  | N | N | Eligible
CH | CH | KLI | Enzyme Immunoassay, Non-Radiolabeled, Total Thyroxine | 2 |  | N | N |  | 862.17 | 4 |  |  |  |  | N | N | Eligible
CH | CH | KLJ | Nad Reduction (U.V.), Phosphohexose Isomerase | 1 |  | N | N |  | 862.157 | 4 |  |  |  |  | N | N | Eligible
CH | CH | KMS | Phenolphthalein Colorimetry, Carbon-Dioxide | 2 |  | N | Y |  | 862.116 | 1 |  |  |  |  | N | N | Eligible
CH | CH | KNK | Acid, Uric, Uricase (Colorimetric) | 1 |  | N | N |  | 862.1775 | 4 |  |  |  |  | N | N | Eligible
CH | CH | KQN | Radioassay, Angiotensin Converting Enzyme | 2 |  | N | N |  | 862.109 | 4 |  |  |  |  | N | N | Eligible
CH | CH | KQO | Automated Urinalysis System | 1 |  | N | N |  | 862.29 | 4 |  |  |  |  | N | N | Eligible
CH | CH | KQP | Fluorescent Proc. (Qual.), Galactose-1-Phosphate Uridyl Transferase | 2 |  | N | Y |  | 862.1315 | 1 |  |  |  |  | N | N | Eligible
CH | CH | KWW | Radioimmunoassay, Cholyglycine, Bile Acids | 2 |  | N | Y |  | 862.1177 | 1 |  |  |  |  | N | N | Eligible
CH | CH | KWX | Radioimmunoassay, Conjugated Sulfalithocholic (Slcg) Acid, Bile Acids | 2 |  | N | Y |  | 862.1187 | 1 |  |  |  |  | N | N | Eligible
CH | CH | LBR | Ldl & Vldl Precipitation, Hdl | 1 |  | N | N |  | 862.1475 | 4 |  |  |  |  | N | N | Eligible
CH | CH | LBS | Ldl & Vldl Precipitation, Cholesterol Via Esterase-Oxidase, Hdl | 1 |  | N | N |  | 862.1475 | 4 |  |  |  |  | N | N | Eligible
CH | CH | LBT | Electrophoresis, Cholesterol Via Esterase-Oxidase, Hdl | 1 |  | N | N |  | 862.1475 | 4 |  |  |  |  | N | N | Eligible
CH | CH | LCH | Tonometer (Calibration And Q.C. Of Blood-Gas Instruments), Clinical | 1 |  | N | N |  | 862.166 | 4 |  |  |  |  | N | N | Eligible
CH | CH | LCI | Automated Radioimmunoassay Systems, For Clinical Use | 1 |  | N | Y |  | 862.205 | 1 |  |  |  |  | N | N | Eligible
CH | CH | LCX | Kit, Test, Pregnancy, Hcg, Over The Counter | 2 |  | N | Y |  | 862.1155 | 1 |  |  |  |  | N | N | Eligible
CH | CH | LFP | Conductivity Rate, Urea Nitrogen | 2 |  | N | Y |  | 862.177 | 1 |  |  |  |  | N | N | Eligible
CH | CH | LFQ | Acid, Uric, Acid Reduction Of Ferric Ion | 1 |  | N | N |  | 862.1775 | 4 |  |  |  |  | N | N | Eligible
CH | CH | LFR | Glucose Dehydrogenase, Glucose | 2 |  | N | Y |  | 862.1345 | 1 |  |  |  |  | N | N | Ineligible
CH | CH | LFS | Radioreceptor Assay, Human Chorionic Gonadotropin | 2 |  | N | Y |  | 862.1155 | 1 |  |  |  |  | N | N | Eligible
CH | CH | LIG | Radioassay, Intrinsic Factor Blocking Antibody | 2 |  | N | Y |  | 862.181 | 1 |  |  |  |  | N | N | Eligible
CH | CH | LPS | Urinary Homocystine (Nonquantitative) Test System | 2 |  | N | Y |  | 862.1377 | 1 |  |  |  |  | N | N | Eligible
CH | CH | LPT | System, Test, Urinary Methylmalonic Acid | 2 |  | N | N |  | 862.1509 | 4 |  |  |  |  | N | N | Eligible
CH | CH | LPW | System, Test, Oxalate | 1 |  | N | N |  | 862.1542 | 4 |  |  |  |  | N | N | Eligible
CH | CH | LXG | Equipment, Laboratory, General Purpose, Labeled Or Promoted For A Specific Medical Use | 1 |  | Y | N |  | 862.205 | 4 |  |  |  |  | N | N | Eligible
CH | CH | MMI | Immunoassay Method, Troponin Subunit | 2 |  | N | N |  | 862.1215 | 1 |  |  |  |  | N | N | Ineligible
CH | CH | MPG | Urinary Carbohydrate Analysis Kit | 1 |  | N | N |  | 862.1505 | 4 |  |  |  |  | N | N | Eligible
CH | CH | MQM | Bilirubin (Total And Unbound) In The Neonate Test System | 1 |  | N | Y |  | 862.1113 | 1 |  |  |  |  | N | N | Eligible
CH | CH | MRG | System, Test, Vitamin D | 2 |  | N | Y |  | 862.1825 | 1 |  |  |  |  | N | N | Eligible
CH | CH | MRR | System, Test, Low Density, Lipoprotein | 1 |  | N | N |  | 862.1475 | 4 |  |  |  |  | N | N | Eligible
CH | CH | MRV | Drink, Glucose Tolerance | 2 |  | N | N |  | 862.1345 | 4 |  |  |  |  | N | N | Eligible
CH | CH | MSJ | Apolipoproteins | 1 |  | N | N |  | 862.1475 | 4 |  |  |  |  | N | N | Eligible
CH | CH | MSM | System, Test, Lipoprotein(A) | 1 |  | N | N |  | 862.1475 | 4 |  |  |  |  | N | N | Eligible
CH | CH | MYT | Biosensor, Immunoassay, Cpk Or Isoenzymes | 2 |  | N | Y |  | 862.1215 | 1 |  |  |  |  | N | N | Eligible
CH | CH | MZU | System, Test, Sodium, Enzymatic Method | 2 |  | N | Y |  | 862.1665 | 1 |  |  |  |  | N | N | Ineligible
CH | CH | MZV | Test, System, Potassium, Enzymatic Method | 2 |  | N | Y |  | 862.16 | 1 |  |  |  |  | N | N | Ineligible
CH | CH | NAK | System, Test, Biotinidase | 2 |  | N | Y |  | 862.1118 | 1 |  |  |  |  | N | N | Eligible
CH | CH | NAL | Test, Immunoassay, Biosensor, Hcg | 2 |  | N | Y |  | 862.1155 | 1 |  |  |  |  | N | N | Eligible
CH | CH | NAO | Test, Carbohydrate Deficient Transferrin | 1 |  | N | N |  | 862.136 | 4 |  |  |  |  | N | N | Eligible
CH | CH | NAQ | Lipoprotein, High Density, Hdl, Over The Counter | 1 |  | N | Y |  | 862.1175 | 1 |  |  |  |  | N | N | Eligible
CH | CH | NBC | Test, Natriuretic Peptide | 2 |  | N | N |  | 862.1117 | 1 |  |  |  |  | N | N | Eligible
CH | CH | NBW | System, Test, Blood Glucose, Over The Counter | 2 |  | N | N |  | 862.1345 | 1 |  |  |  |  | N | N | Ineligible
CH | CH | NDR | Enzyme Immunoassay, Inhibin-A | 1 |  | N | N |  | 862.126 | 4 |  |  |  |  | N | N | Eligible
CH | CH | NDY | Test, Cystatin C | 2 |  | N | Y |  | 862.1225 | 1 |  |  |  |  | N | N | Eligible
CH | CH | NEO | System, Test, Osteocalcin | 2 |  | N | Y |  | 862.105 | 1 |  |  |  |  | N | N | Eligible
CH | CH | NHG | Enzyme Immunoassay, Cortisol, Salivary | 2 |  | N | Y |  | 862.1205 | 1 | The HS Salivary Cortisol Enzyme Immunoassay Kit is for the quantitative in vitro diagnostic measurement of salivary cortisol. This kit may be used to measure adrenal cortical function and as a screen for Cushing's and Addison's Disease. This kit is not intended for use with serum or plasma samples. The device's intended use differs from the description in the classification regulation in that it is for use with saliva samples. |  |  |  | N | N | Eligible
CH | CH | NJV | Test, Albumin Cobalt Binding | 2 |  | N | Y |  | 862.1215 | 1 | The Albumin Cobalt Binding Test is a quantitative in vitro diagnostic test used on human serum that detects Ischemia Modified Albumin by measuring the cobalt binding capacity of albumin in human serum. IMA is intended for use in conjunction with other tests such as ECG and cardiac troponin as an aid to the short term risk stratification of patients presenting with chest pain suggestive of cardiac origin. |  |  |  | N | N | Eligible
CH | CH | NQL | System, Test, Amino Acids, Free Carnitines And Acylcarnitines Tandem Mass Spectrometry | 2 |  | N | N |  | 862.1055 | 1 | Amino acids, free carnitines and acylcarnitines test system is intended for the measurement and evaluation of amino acid, free carnitine and acylcarnitine concentrations from newborn whole blood filter paper samples. The quantitative analysis of the amino acids, free carnitines and acylcarnitines and their relationship with each other is intended to provide analyte concentration profiles that should aid in identifying elevated levels of these metabolites for screening newborns for one or more of several metabolic disorders. |  |  |  | N | N | Eligible
CH | CH | NQM | Immunoassay For Detection Of Amniotic Fluid Protein(S). | 1 |  | N | N |  | 862.155 | 4 | The test is for use by health care professionals to aid in the detection of fetal membrane rupture in pregnant women, when they report signs, symptoms or complaints suggestive of such rupture. | cassette, dip stick or dipstrip | Immunoassay | : for testing cervicovaginal fluid specimens | N | N | Ineligible
CH | CH | NRH | System, Breath Measurement | 1 |  | N | N |  | 862.182 | 4 | Breath measurement systems are used to measure constituents of exhaled breath as an aid in the diagnosis of sugar/nutrient malabsorbtion and other conditions. |  |  |  | N | N | Eligible
CH | CH | NSU | Instrumentation For Clinical Multiplex Test Systems | 2 |  | N | N |  | 862.257 | 4 | Instrumentation for clinical multiplex test systems is a device that is intended to measure and sort multiple signals generated by an assay from a clinical sample. The generated signals from multiple probes or other ligands may be measured by fluorescence, luminescence, or other physical or chemical properties. The device may integrate scanning, reagent handling, hybridization, washing, dedicated instrument control, data acquisition software, raw data storage mechanisms and other essential hardware components along with the signal reader unit. This instrumentation is used with specific assays to comprise an assay test system to measure multiple analytes of a similar chemical nature for de |  |  |  | N | N | Eligible
CH | CH | NVV | Digital Image, Storage And Communications, Non-Diagnostic, Laboratory Information System | 1 |  | N | N |  | 862.21 | 4 | Intended for clinical laboratory image storage and communications. A clinical laboratory image storage and communications device is a device that provides electronic storage and retrieval functions, and provides electronic transfer for non-diagnostic clinical laboratory images. Images are not intended for diagnostic purposes and not intended for radiological images. | The clinical laboratory image storage and communications device is composed of the necessary hardware and software for digital image capture and storage. | Allows users to receive and store documents and non-diagnostic clinical laboratory digital images in a central repository or Laboratory Information System (LIS). It will allow users to scan any document for storage or retrieval and may incorporate OCR indexing technology. The system allows users to capture clinical laboratory images from a variety of methods including digital cameras attached to a microscope; digital image imported from other media and may be linked to a patient record. | In Vitro | N | N | Eligible
CH | CH | OAM | Immunoassay, Insulin-Like Growth Factor Binding Protein-1 | 1 |  | N | N |  | 862.155 | 4 | The device is a qualitative immunochromatographic test for the detection of amniotic fluid in cervicovaginal secretions. The test is intended for professional use to help diagnose the rupture of fetal membranes in pregnant women. | The kit contains multiple test packs, each containing one sterile polyester swab for specimen collection, one tube of Specimen Extraction Solution, and one dipstick in a sealed aluminum foil pouch. | The test is based on immunochromatography. | Cervicovaginal specimens are collected and used on the device. | N | N | Eligible
CH | CH | OHQ | Multi-Analyte Controls Unassayed | 1 |  | N | N |  | 862.166 | 4 | A quality control material (unassayed) for clinical chemistry is a device intended for medical purposes for use in a test system to estimate test precision and to detect systematic analytical deviations that may arise from reagent or analytical instrument variation. A quality control material (unassayed) may be used for proficiency testing in interlaboratory surveys. This generic type of device includes controls (unassayed) for blood gases, electrolytes, enzymes, multianalytes, single (specified) analytes, or urinalysis controls. | quality control material | quality control material | in vitro diagnostic | N | N | Eligible
CH | CH | OLD | Internal Polymerase Chain Reaction Control, Not Assay Specific | 1 |  | N | N |  | 862.166 | 4 | Internal control that can be used in real-time polymerase chain reaction (pcr) assays to detect systemic variation that may arise during the extraction and amplification process associated with real-time pcr assays. It is not intended to monitor other real-time pcr processes. | It is a nonsense, non-specific deoxyribonucleic acid (DNA) sequence cloned into a plasmid vector and supplied in a tris ethylenediaminetetraacetic acid buffer. | The internal control template is a synthetic deoxyribonucleic acid (DNA) sequence that can be added to samples prior to nucleic acid extraction. With the addition of specific primer and probe sets, it is then amplified along with the target DNA sequence during the real-time polymerase chain reaction (PCR) process. | It is for in vitro diagnostic tests. | N | N | Eligible
CH | CH | OND | Osmolality Of Tears | 1 |  | N | N |  | 862.154 | 4 | To measure the osmolality of human tears to aid in the diagnosis of patients with signs or symptoms of dry eye disease, in conjunction with other methods of clinical evaluation. | Tear collection method and impendance measuring device. | Electrical impedance measurement to provide an indirect assessment of osmolality. | Eye | N | N | Eligible
CH | CH | OOI | Real Time Nucleic Acid Amplification System | 2 |  | N | N |  | 862.257 | 4 | The system is a clinical multiplex instrument intended to measure and sort multiple signals generated my multiple probes, intercalating dyes, or other ligands in an assay from a clinical sample. Signals may be generated by fluorescence or other phenomena and may be measured using filters on a photodiode or other detector. It may integrate sample and/or reagent handling, amplification, dedicated instrument control, data acquisition software, raw data storage mechanisms and other essential hardware components along with the signal reader unit. The system is used with specific assays to comprise an assay test system. | Should not include microarray or electrophoresis detection methods or instruments. | A real-time thermocycler is intended to identify and/or quantify the presence of specific sequences of double stranded DNA, amplified from a biological source and labeled with fluorescently labeled probes or through the use of intercalating dyes and detect using a high-power light-emitting diode (LED). Fluorescence emission is detected through the use of filters on a photodiode. The emission filters are optimized for use with specific fluorescent dyes. | N/A | N | N | Eligible
CH | CH | OSX | Galectin-3 In Vitro Diagnostic Assay | 2 |  | N | N |  | 862.1117 | 1 | Galectin-3 is indicated for use in conjunction with clinical evaluation as an aid in assessing the prognosis of patients diagnosed with chronic heart failure. | in vitro diagnostic reagent kit | enzyme linked immunosorbent assay (ELISA) | in vitro diagnostic for use with serum and plasma | N | N | Eligible
CH | CH | OTA | Mass Spectrometer For Clinical Multiplex Test Systems | 2 |  | N | N |  | 862.257 | 4 | A mass spectrometer for clinical multiplex test systems is a device that is intended to measure and sort multiple signals generated by an assay from a clinical sample. The generated signals are produced by ionizing the compound or biological material under investigation and separating the resulting ions by means of an electrical and magnetic field according to their mass-to-charge ratios. This instrumentation is used with specific assays to comprise an assay test system to measure multiple analytes of a similar chemical nature. | mass spectrometer | Multiplex mass spectrometer. The device may integrate sample preprocessing/work station, liquid or gas chromatography, raw data storage mechanisms and other essential hardware and software components along with the basic modules of a mass spectrometry instrument. | IVD | N | N | Eligible
CH | CH | OUL | Thermocycler, Generic | 1 |  | N | N |  | 862.231 | 4 | A thermocycler is an automated laboratory apparatus intended to amplify specific segments of double stranded nucleic acids isolated from a clinical sample via the polymerase chain reaction process. The nucleic acid sequences are amplified in the presence of specific primers, buffers, and thermostable polymerases, by raising and lowering the thermal block temperature at specific rates using pre-programmed steps, based on the specifications of the test which is being run. It may integrate interchangeable blocks of different materials or to accommodate different well and tube formats. | Should not include real-time thermocyclers or instruments with analyzers for fluorescence, other measuring techniques, or detection methods or integrate sample and/or reagent handling. | A thermocycler is intended amplify specific sequences of double stranded nucleic acids using the polymerase chain process. The device includes a thermal block with holes designed to accommodate the insertion of special tubes or plates holding the assay reaction mixtures and houses an internal computer-controlled, rapid heating/cooling unit. The thermal block�s temperature is raised and lowered at specific rates using pre-programmed steps based on the specifications of the test which is being run. | Not applicable | N | N | Eligible
CH | CH | OVA | Complete Gene Expression Profiling Accessory Reagents | 2 |  | N | N |  | 862.257 | 4 | Complete gene expression profiling accessory reagent kits include all components necessary to perform transcript synthesis, fluorescent labeling, and detection and are intended to carry out all processing steps for separately cleared gene expression microarray assays which specify their use. They are designed and optimized for preparation of labeled complementary RNA (cRNA) target using total RNA isolated from specific clinical tissue specimens for hybridization to and measurement of fluorescently-labeled cRNA targets using a specified and cleared microarray instrumentation system. They may also include specified exogenous controls intended to monitor amplification and labeling processes. | Should not include reagents to perform only part of gene expression assay processing steps (e.g., transcript synthesis but not labeling) or only individual components insufficient to carry out all processing steps or only RNA extraction and purification from specific clinical specimens. Should also not include reagents not intended for gene expression analysis, uncleared microarrays for gene expression, or cleared microarrays not specifying the reagent�s use. | Complete accessory reagents for gene expression profiling are intended, designed, and optimized to carry out all assay processes. The reagents include all components, including enzyme mixes, labeling reagents, reaction buffers, and purification reagents for the preparation, amplification, and specific labeling of cRNA targets from purified total RNA, isolated from specific tissue specimens, and the fragmentation and hybridization of the labeled-cRNA to microarrays for cleared microarray expression assays which specify their use. | Not applicable. | N | N | Eligible
CH | CH | OYG | St2 Assay | 2 |  | N | N |  | 862.1117 | 1 | Immunoassay for the in vitro quantitative determination of soluble ST2 protein in human serum and plasma. | test reagents | Quantitative sandwich monoclonal ELISA | In Vitro Diagnostics | N | N | Eligible
CH | CH | OYJ | Dna Specimen Collection, Saliva | 2 |  | N | N |  | 862.1675 | 1 | A collection device intended for use in the non-invasive collection of saliva samples for clinical dna testing. | specimen collection device | Collects DNA in saliva and stabilizes it for transport or storage | clinical samples (saliva) | N | N | Ineligible
CH | CH | PCA | Dna Genetic Analyzer | 2 |  | N | N |  | 862.257 | 4 | A genetic analyzer is an automated clinical multiplex instrument system intended to measure and sort signals generated by multiple fluorescent dyes in order to analyze DNA/RNA molecules in an assay from a clinical sample. Individual nucleotide sequences and DNA fragment sizes are identified using chain- or dye-termination or dye primer cycle sequencing, or PCR amplification with labeled primers, respectively. Labeled nucleotides and DNA fragments are separated by size and charge using a polymer-based separation matrix with capillary electrophoresis or other method. Fluorescence emissions are measured using filters on a photodiode or other detector and interpreted with software. | Should not include massively parallel or high-throughput sequencers or instruments with analyzers for fluorescence. | Utilizes denatured capillary electrophoresis by separating fluorescently labeled amplified DNA fragments or individual nucleotide bases by size and charge using a polymer-based separation matrix. It may integrate sample and/or reagent handling, dedicated instrument control, data acquisition software, raw data storage mechanisms and other essential hardware components along with the signal reader unit. | N/A | N | N | Eligible
CH | CH | PDJ | Hemoglobin A1c Test System | 2 |  | N | N |  | 862.1373 | 1 | Quantitative determination of Hemoglobin A1c to aid in the diagnosis of diabetes. | In-Vitro Diagnostic Reagent Kit | Assay detecting glycated hemoglobin | Whole blood | N | N | Ineligible
CH | CH | PDS | Amniotic Fluid Protein Immunoassay | 1 |  | N | Y |  | 862.155 | 1 | To detect specified amniotic fluid proteins in cervicovaginal samples | dipstick or cassette | Detects specified amniotic fluid proteins | Cervicovaginal fluid samples | N | N | Eligible
CH | CH | PEG | Nucleic Acid Quantitation Kit | 1 |  | N | N |  | 862.231 | 4 | A nucleic acid quantitation kit consists of a nucleic acid stain (e.g., fluorescent, colorimetric, etc.) which is used to detect and quantitate small amounts of DNA, RNA, or oligonucleotides in solution by measuring the amount of fluorescence or absorbance at a specified wavelength. | The device consists of a complete reagent kit or accessory nucleic acid dye reagents intended to be used together. | A complete kit or accessory dye reagents which are intended and designed to bind to DNA (single- or double-stranded), RNA, or oligonucleotides depending upon the type of dye utilized. The stained nucleic acid is measured using a spectrophotometer or fluorometer at a specified wavelength. | Nucleic acids | N | N | Eligible
CH | CH | PER | Automated Pipetting, Diluting And Specimen Processing Workstations For Flow Cytometric Analysis | 1 |  | N | N |  | 862.275 | 4 | Flow cytometer specimen processors are automated or semi-automated workstations designed to be used alone or in combination with manual methods to pipette, dilute and process human specimens in preparation for flow cytometric analysis. | May include automated processing devices, pipetting devices, diluting devices. | Workstations prepare human specimens for flow cytometric analysis using an automated process to aspirate and dispense whole blood, lysing, stabilizing and fixative reagents, along with monoclonal antibodies and florescent molecules. | May include peripheral whole blood specimens, isolated mononuclear cells, bone marrow, body fluids and cells dispersed from tissues. | N | N | Eligible
CH | CH | PFQ | Mmp-9 Test System | 1 |  | N | Y |  | 862.154 | 4 | A visual, qualitative immunoassay for the in vitro detection of elevated levels of the MMP-9 protein in tear fluid from patients suspected of having dry eye. | Tear collection method and single use immunoassay test cartridge | Immunoassay | Eyes | N | N | Eligible
CH | CH | PHG | Droplet Digital Pcr System | 2 |  | N | N |  | 862.257 | 4 | A droplet digital PCR system is an in vitro diagnostic amplification and detection test system that is intended for the amplification, detection (qualitative and quantitative), and analysis of nucleic acid samples, isolated from clinical specimens, which have been partitioned into nanoliter or smaller droplets using a water oil emulsion technique. A droplet digital PCR system is intended for use with cleared or approved in vitro diagnostic assays which specify its use. | The system may consist of separate components used for specific purposes (e.g., droplet generator and droplet reader), associated software, and consumables. Should not include real-time thermocyclers or massively parallel or high-throughput sequencers or instruments with analyzers for fluorescence. | The nucleic acid molecules partitioned into the individual droplets are amplified using real-time PCR methods, labeled with fluorescently labeled probes or other fluorescent labeling means, and the result of each droplet reaction is counted and quantified. The fluorescence is detect using a high-power light-emitting diode (LED). Fluorescence emission is detected through the use of filters on a photodiode. The emission filters are optimized for use with specific fluorescent dyes. | Nucleic acids isolated from human clinical specimens | N | N | Eligible
CH | CH | PHV | Continuous Glucose Monitor Retrospective Data Analysis Software | 1 |  | N | N |  | 862.212 | 4 | Continuous glucose monitor retrospective data analysis software is intended to analyze and correlate retrospective data from a continuous glucose monitoring device. | Software | data analysis system | Not Applicable | N | N | Ineligible
CH | CH | PIG | Acute Kidney Injury Test System | 2 |  | N | N |  | 862.122 | 1 | An acute kidney injury test system is intended to measure one or more analytes in human samples as an aid in the assessment of a patient's risk for developing acute kidney injury. Test results are intended to be used in conjunction with other clinical and diagnostic findings, consistent with professional standards of practice, including conifmration by alternative methods. | The test system may include clinical analyzers, reagents, calibrators, and controls. | Assay to measure analyte(s) that are markers of Acute Kidney Injury | The test system is an in vitro diagnostic device that measures human samples. | N | N | Ineligible
CH | CH | PJC | Newborn Screening Specimen Collection Paper | 2 |  | N | N |  | 862.1675 | 1 | Newborn screening specimen collection paper is a blood collection device intended to be used as medium to collect and transport whole blood specimens from newborns to the laboratory for in vitro diagnostic analysis. | Newborn screening specimen collection paper is an in vitro diagnostic device that consists of specifically designed filter paper with a uniform surface for the collection of blood spots. The collection paper is in the format of a printed card that incorporates a section for the collection of the patient�s demographic information. | The blood is applied to the indicated spots on the paper. The specimen is allowed to dry and then sent to a laboratory for in vitro diagnostic analysis. | An in vitro diagnostic device used as a medium to collect and transport whole blood specimen spots to a laboratory | N | N | Ineligible
CH | CH | PJD | Oral Fluid Drugs Of Abuse And Alcohol Test Specimen Collection Device | 2 |  | N | N |  | 862.1675 | 1 | Intended for use in the collection, preservation, and transport of oral fluid specimens for drugs of abuse or alcohol testing. | Specimen collection device, which may include an absorbent oral fluid collection pad and/or a specimen storage container for collection, preservation and transport. | Collects oral fluid and stabilizes it for transport or storage. | clinical samples (oral fluid) | N | N | Ineligible
CH | CH | PJE | Blood/Plasma Collection Device For Dna Testing | 2 |  | N | N |  | 862.1675 | 1 | A blood collection device for DNA testing is an in vitro diagnostics device intended to collect and transport blood specimens to the laboratory for clinical DNA testing. | Blood collection device | The blood is drawn in the tube to be transported to the laboratory for clinical DNA testing. | Whole blood/ plasma for in vitro diagnostics | N | N | Ineligible
CH | CH | PJT | Continuous Glucose Monitor Secondary Display | 2 |  | N | N |  | 862.135 | 4 | The purpose of the continuous glucose monitor secondary display is to notify another person, the follower, of the patient's continuous glucose monitoring system sensor glucose information in real time. The secondary display is intended for providing secondary notification of a continuous glucose monitoring system and does not replace primary real time continuous glucose monitoring or standard home blood glucose monitoring | Typically a software device installed on a third-party mobile device. | Receives and displays real-time patient data from a continuous glucose monitor. | n/a | N | N | Ineligible
CH | CH | PKU | Insulin Pump Secondary Display | 2 |  | N | N |  | 862.135 | 4 | The purpose of the insulin pump secondary display is to notify another person of the patient's insulin pump usage information in real time. The secondary display is intended for providing secondary notification of insulin pump usage and does not replace primary real time insulin pump monitoring or standard home blood glucose monitoring. | Typically a software device installed on a third-party mobile device, or implemented in a web-based platform. | Receives and displays real-time patient data from an insulin pump. | n/a | N | N | Ineligible
CH | CH | PQD | Blood Specimen Collection Convenience Kit (Excludes Hiv) | 2 |  | N | N |  | 862.1675 | 7 | This product code has been established in accordance with the may 20, 1997, guidance entitled, convenience kits interim regulatory guidance, found at http://www.fda.gov/downloads/MedicalDevices/DeviceRegulationandGuidance/GuidanceDocuments/ucm080217.pdf. This type of convenience kit, as listed in the guidance above, is under enforcement discretion, and does not require a premarket notification (510(k)) to market if it meets all criteria in the guidance. | This product code has been established in accordance with the may 20, 1997, guidance entitled, convenience kits interim regulatory guidance, found at http://www.fda.gov/downloads/MedicalDevices/DeviceRegulationandGuidance/GuidanceDocuments/ucm080217.pdf. This type of convenience kit, as listed in the guidance above, is under enforcement discretion, and does not require a premarket notification (510(k)) to market if it meets all criteria in the guidance. | This product code has been established in accordance with the may 20, 1997, guidance entitled, convenience kits interim regulatory guidance, found at http://www.fda.gov/downloads/MedicalDevices/DeviceRegulationandGuidance/GuidanceDocuments/ucm080217.pdf. This type of convenience kit, as listed in the guidance above, is under enforcement discretion, and does not require a premarket notification (510(k)) to market if it meets all criteria in the guidance. | This product code has been established in accordance with the may 20, 1997, guidance entitled, convenience kits interim regulatory guidance, found at http://www.fda.gov/downloads/MedicalDevices/DeviceRegulationandGuidance/GuidanceDocuments/ucm080217.pdf. This type of convenience kit, as listed in the guidance above, is under enforcement discretion, and does not require a premarket notification (510(k)) to market if it meets all criteria in the guidance. | N | N | Eligible
CH | CH | PQT | Alpha-L-Iduronidase (Idua) Newborn Screening Test System | 2 |  | N | Y |  | 862.1488 | 1 | Intended for quantitative measurement of the activity of alpha-L-iduronidase (IDUA) from newborn dried blood spot specimens. | Neonatal screening | Quantitative fluorimetric enzymatic activity assay | Newborn dried blood spot specimens | N | N | Ineligible
CH | CH | PQU | Alpha-D-Glucosidase (Gaa) Newborn Screening Test System | 2 |  | N | Y |  | 862.1488 | 1 | For quantitative measurement of the activity of alpha-D-glucosidase (GAA) from newborn dried blood spot specimens. | Neonatal screening test | Quantitative fluorimetric enzymatic activity assay. | Newborn dried blood spot specimens | N | N | Ineligible
CH | CH | PQV | �-Glucocerebrosidase (Gba) Newborn Screening Test System | 2 |  | N | Y |  | 862.1488 | 1 | For quantitative measurement of the activity of �-glucocerebrosidase (GBA) from newborn dried blood spot specimens. | Neonatal screening test | Quantitative fluorimetric enzymatic activity assay. | Newborn dried blood spot specimens. | N | N | Ineligible
CH | CH | PQW | Alpha-D-Galactosidase A (Gla) Newborn Screening Test System | 2 |  | N | Y |  | 862.1488 | 1 | For quantitative measurement of the activity of alpha-D-galactosidase A (GLA) from newborn dried blood spot specimens. | Neonatal screening test | Quantitative fluorimetric enzymatic activity assay. | Newborn dried blood spot specimens. | N | N | Ineligible
CH | CH | PRJ | Capillary Blood Collection Device For Alternative Site Collection | 2 |  | N | N |  | 862.1675 | 1 | A capillary blood collection device with or without integrated micro-needles is a blood collection device intended to collect and/or transport capillary whole blood specimens for testing of clinical analytes. | Sterile blood collection device which may or may not have micro-needles or other skin puncture mechanism integrated with the device. The device may include an anticoagulant or preservative. | The blood is drawn into the collection device by puncture of capillaries located near the surface of the skin using micro-needles or similar small sharp objects. | Capillary whole blood for in vitro diagnostic testing | N | N | Ineligible
CH | CH | PSL | 25-Oh-Vitamin D Mass Spectrometry Test System | 2 |  | N | N |  | 862.184 | 4 | A 25-OH-Vitamin D Mass Spectrometry test system is intended to for vitro diagnostic use in the quantitative determination of total 25-hydroxyvitamin D (25-OH-D)using mass spectrometry. | Mass spectrometer, liquid chromatography-tandem mass spectrometer | Liquid chromatography-tandem mass spectrometry (LC-MS/MS), mass spectrometry | In vitro diagnostic use | N | N | Ineligible
CH | CH | PSM | Refractometer For Donor Testing | 1 |  | N | N |  | 862.28 | 4 | For total protein testing of plasma donors to determine eligibility. | Standalone device | Refraction index to determine total protein concentration | Testing of plasma | N | N | Ineligible
CH | CH | PTC | Uric Acid Test System For At Home Prescription Use | 1 |  | N | Y |  | 862.1775 | 1 | For the quantitative measurement of uric acid in home use settings by patients diagnosed with gout. This device is for prescription use only. | Handheld meter | Quantitative enzymatic activity assay | Capillary whole blood, in vitro diagnostic use. | N | N | Ineligible
CH | CH | PYP | Low-Density Lipoprotein (Ldl) Cholesterol Sub-Fraction Test | 1 |  | N | Y |  | 862.1475 | 1 | For the quantitative determination of low-density lipoprotein (LDL) cholesterol sub-fractions. | The assay uses surfactants and enzymes that react with certain groups of lipoproteins. | Quantitative colorimetric assay | Human serum or plasma. | N | N | Ineligible
CH | CH | PYV | Hospital Continuous Glucose Monitoring System | 2 |  | N | N |  | 862.1345 | 1 | Intended for the continuous, quantitative measurement of glucose in whole blood in a hospital setting. | The device system is comprised of a cartridge and an instrument that measures and displays the result. | The operator connects the device to the blood source of the patient and activates the assay. | Whole blood. | N | N | Ineligible
CH | CH | PZI | Prescription Use Blood Glucose Meter For Near-Patient Testing | 2 |  | N | N |  | 862.1345 | 1 | Intended for use in near-patient testing settings for in vitro diagnostic, multiple-patient use for the quantitative determination of glucose throughout all hospital and all professional healthcare settings for use in determining dysglycemia. | The device is comprised of glucose test strips and a meter that measures and displays the result. | The user obtains a blood sample and applies it to a test strip that contains an enzyme that reacts with the glucose on the test strip. The test strip is inserted in the meter, which measures the amount of glucose in the blood sample. | Whole blood | N | N | Ineligible
CH | CH | QBJ | Integrated Continuous Glucose Monitoring System, Factory Calibrated | 2 |  | N | N |  | 862.1355 | 1 | An integrated continuous glucose monitoring system (iCGM) is intended to automatically measure glucose in bodily fluids continuously or frequently for a specified period of time. iCGM systems are designed to reliably and securely transmit glucose measurement data to digitally connected devices, including automated insulin dosing systems, and are intended to be used alone or in conjunction with these digitally connected medical devices for the purpose of managing a disease or condition related to glycemic control. | Glucose sensor, a transmitter, and a primary receiver. The device contains software to calculate glucose values. | A transcutaneous glucose sensor which is factory calibrated. The sensor is inserted at home by the end user, and is used in conjunction with the associated transmitter and receiver to monitor glucose levels for the management of diabetes. | Diagnostics | N | N | Ineligible
CH | CH | QBZ | Automated Platform Consisting Of Software And Instrumentation For Pooling And/Or Lysing Donor Blood, Serum, Or Plasma | 1 |  | N | N |  | 862.275 | 4 | Instrument used to create pools of whole blood, whole blood lysates, serum, and /or plasma, for use in blood donor screening tests. May include sample preparation steps such as lysing of whole blood samples. | Computer controlled system composed of a pipetting instrument and software, with a work surface for pipettors, reagents, and various tubes (sample, intermediate, pooling) to facilitate the pooling workflows. May include lysis and other sample preparation devices. May also include bar code reader or other method to control sample tracking and workflow and LIS connectivity. | Automated lysis and/or pooling platform consisting of pipetting and sample preparation instrument and software | Blood, serum, or plasma | N | N | Ineligible
CH | CH | QCC | Insulin Pump Therapy Adjustment Calculator For Healthcare Professionals | 2 |  | N | N |  | 862.1358 | 1 | An insulin pump therapy adjustment calculator for healthcare professionals is intended to recommend insulin pump therapy parameter adjustments (e.g., basal rate, insulin to carbohydrate ratios, insulin sensitivity factors) based on data from external devices, including continuous glucose monitors. | The device is software with a graphical user interface. | Software algorithm | Diabetes | N | N | Ineligible
CH | CH | QCL | Acid-Sphingomyelinase (Asm) Newborn Screening Test System | 2 |  | N | Y |  | 862.1488 | 1 | For quantitative measurement of the activity of acid-sphingomyelinase (ASM) from newborn dried blood spot specimens as an aid in screening newborns for Niemann-Pick disease. | Neonatal screening test, in vitro diagnostic test | Quantitative enzymatic assay | Newborn dried blood spot specimens | N | N | Ineligible
CH | CH | QCM | �-Galactocerebrosidase (Galc) Newborn Screening Test System | 2 |  | N | Y |  | 862.1488 | 1 | For quantitative measurement of the activity of �-galactocerebrosidase (GALC) from newborn dried blood spot specimens as an aid in screening newborns for Krabbe disease. | Neonatal screening test, in vitro diagnostic device. | Quantitative enzymatic activity assay. | Newborn dried blood spot specimens. | N | N | Ineligible
CH | CH | QDH | Menopause Test System | 2 |  | N | Y |  | 862.1093 | 1 | A menopause test system is an in vitro diagnostic device intended to measure hormones or other analytes in human clinical specimens as an aid in the determination of menopausal status in women. | In vitro diagnostic device, reagent | Immunoassay, other | Clinical specimens, e.g. blood | N | N | Ineligible
CH | CH | QDK | Integrated Continuous Glucose Monitoring System For Non-Intensive Diabetes Management | 2 |  | N | N |  | 862.1355 | 1 | An integrated continuous glucose monitoring system for non-intensive diabetes management is intended to replace finger stick blood glucose testing for diabetes treatment decisions in persons with diabetes who do not have significant risk of severe hypoglycemia. The device also aids in the detection of episodes of hyperglycemia and hypoglycemia, facilitating long-term therapy adjustments. The device is also intended to autonomously communicate with digitally connected devices. The device can be used alone or in conjunction with these digitally connected devices or services for the purpose of managing diabetes. | Glucose sensor, a transmitter, and a primary receiver. The device contains software to calculate glucose values. | A transcutaneous glucose sensor which is factory calibrated. The sensor is inserted at home by the end user, and is used in conjunction with the associated transmitter and receiver to monitor glucose levels for the management of diabetes. | Diagnosis, monitoring | N | N | Ineligible
CH | CH | QDL | Integrated Continuous Glucose Monitoring System For Professional Retrospective Use | 2 |  | N | N |  | 862.1355 | 1 | An integrated continuous glucose monitoring system for professional retrospective use is a continuous glucose recording device indicated for the retrospective discovery, analysis, and interpretation of glycemic variability in persons age 2 and older for use by healthcare professionals to guide appropriate patient management. The system is also intended to interface with digitally connected devices. | Sensor, transmitter, receiver | Devices stores data to be used later by a healthcare practitioner regarding measured glucose. | Human tissue | N | N | Ineligible
CH | CH | QEI | Breast Milk Macronutrients Test System | 2 |  | N | N |  | 862.1493 | 1 | A breast milk macronutrient test system is a device intended to quantitatively measure fat, protein, and total carbohydrate content in human breast milk. These measurements, in conjunction with other clinical assessments, may be used to aid in the nutritional management of infants. | In vitro diagnostic device | Quantitative, mid-infrared spectroscopy | Human breast milk | N | N | Ineligible
CH | CH | QFG | Alternate Controller Enabled Insulin Infusion Pump | 2 |  | N | N |  | 880.573 | 1 | An alternate controller enabled insulin infusion pump (ACE insulin pump) is a device intended for the infusion of insulin into a patient. The ACE insulin pump may include basal and bolus drug delivery at set or variable rates. ACE insulin pumps are designed to reliably and securely communicate with external devices, such as automated insulin dosing systems, to allow insulin delivery commands to be received, executed, and confirmed. ACE insulin pumps are intended to be used both alone and in conjunction with digitally connected medical devices for the purpose of insulin delivery. | This device comprises an ambulatory insulin infusion pump to be worn on the body, including insulin reservoir and tubing components intended to connect to an insulin infusion set. This device is also comprised of software which is capable of interfacing with other digital devices. | Pump software controls an electric motor which is designed to pump fluid (insulin) into a patient in a controlled manner. That software is designed to communicate wirelessly with other digital devices and be capable of interfacing with digitally connected devices. | Not meant to act on a specific part of the body, but can work with other devices - Continuous glucose monitoring system, sensor, self monitoring blood glucose device, data management software. | N | N | Ineligible
CH | CH | QII | Integrated Continuous Glucose Monitoring System For Professional Directed Retrospective Or Real-Time Use | 2 |  | N | N |  | 862.1355 | 1 | An integrated continuous glucose monitoring system for professional directed retrospective or real-time use is a continuous glucose recording device indicated for use as directed by a physician either for the real-time management of diabetes at home or for the retrospective discovery, analysis, and interpretation of glycemic variability in persons age 2 and older by healthcare professionals to guide appropriate patient management. The system is also intended to interface with digitally connected devices. | Sensor, transmitter, and receiver. The device contains software to calculate glucose values. | Device stores data to be used later by a healthcare provider or for real-time use at home as directed by a healthcare provider. | Subcutaneous tissue | N | N | Ineligible
CH | CH | QJE | Muscular Dystrophy Newborn Screening Test | 2 |  | N | N |  | 862.1506 | 1 | A muscular dystrophy newborn screening test is intended to measure creatine kinase levels obtained from dried blood spot specimens on filter paper from newborns as an aid in screening newborns for muscular dystrophy. | In vitro neonatal screening kit containing reagents, calibrators and controls | Quantitative fluoroimmunoassay | Newborn dried blood spot specimens | N | N | Ineligible
CH | CH | QJI | Interoperable Automated Glycemic Controller | 2 |  | N | N |  | 862.1356 | 1 | An interoperable automated glycemic controller is a device intended to automatically calculate drug doses based on inputs such as glucose and other relevant physiological parameters, and to command the delivery of such drug doses from a connected infusion pump. Interoperable automated glycemic controllers are designed to reliably and securely communicate with digitally connected devices to allow drug delivery commands to be sent, received, executed, and confirmed. Interoperable automated glycemic controllers are intended to be used in conjunction with digitally connected devices for the purpose of maintaining glycemic control. | This is a software device used to control a compatible insulin pump based on inputs from compatible glucose monitor. | Works interoperably with a integrated continuous glucose monitor to measure glucose levels and increases or reduces insulin infusion from an alternate controller enabled insulin pump. | SASO | N | N | Ineligible
CH | CH | QJS | Interoperable Automated Glycemic Controller, Insulin Suspend | 2 |  | N | N |  | 862.1356 | 1 | An interoperable automated glycemic controller, insulin suspend, is a device that temporarily suspend and resumes insulin infusion from a connected infusion pump based on specified thresholds and input glucose levels. Interoperable automated glycemic controllers, insulin suspend, are designed to reliably and securely communicate with digitally connected devices to allow insulin delivery suspension and resumption commands to be sent, received, executed, and confirmed. Interoperable automated glycemic controllers, insulin suspend, are intended to be used in conjunction with digitally connected devices for the purpose of maintaining glycemic control. | This is a software device used to control a compatible insulin pump based on inputs from compatible glucose monitor. | Works interoperably with an integrated continuous glucose monitor to measure glucose levels and suspend or resume insulin delivery from an alternate controller enabled insulin pump. | Standalone software | N | N | Ineligible
CH | CH | QLG | Integrated Continuous Glucose Monitoring System, Factory Calibrated, Not For Use With Automated Insulin Delivery Systems | 2 |  | N | N |  | 862.1355 | 1 | An integrated continuous glucose monitoring system for replacement of finger stick blood glucose testing for diabetes treatment decisions in persons with diabetes, unless otherwise indicated. The system automatically measures glucose in bodily fluids continuously or frequently for a specified period of time. The system is also designed to reliably and securely transmit glucose measurement data to digitally connected devices and are intended to be used alone or in conjunction with these digitally connected devices where the user manually controls actions for therapy decisions. The system is not intended to be used with automated insulin dosing (AID) systems. | Glucose sensor, a transmitter, and a primary receiver. The device contains software to calculate glucose values. | A transcutaneous glucose sensor which is factory calibrated. The sensor is inserted at home by the end user and is used in conjunction with the associated transmitter and receiver to monitor glucose levels for the management of diabetes. | Diagnostics | N | N | Ineligible
CH | CH | QMA | Blood Collection Device For Cell-Free Nucleic Acid | 2 |  | N | N |  | 862.1676 | 1 | A blood collection device for cell-free nucleic acids is a device intended for medical purposes to collect, store, transport, and handle blood specimens and to stabilize and isolate cell-free nucleic acid components prior to further testing. | Direct-draw blood collection tube. | Provides physical containment of blood specimen; integrity of blood specimen is stabilized by chemical reagents. | Human blood | N | N | Ineligible
CH | CH | QQB | Prognostic Test For Assessment Of Liver Related Disease Progression | 2 |  | N | N |  | 862.1622 | 1 | prognostic test for assessment of liver related disease progression is intended to measure one or more analytes obtained from human samples as an aid in assessing progression of liver related disease. This device is not intended for diagnosis of any disease, for monitoring the effect of any therapeutic product, for assessing progression to hepatocellular carcinoma, or for assessing disease progression in individuals with viral hepatitis. It is also not intended for the detection of viruses, viral antigens, or antibodies to viruses. | The test system may include clinical analyzers, reagents, calibrators, and controls. | Assay to measure analyte(s) that are markers of liver disease progression. | The test system is an in vitro diagnostic device that measures human samples. | N | N | Ineligible
CH | CH | QRV | Setmelanotide Eligibility Gene Variant Detection System | 2 |  | N | N |  | 862.1164 | 1 | A setmelanotide eligibility gene variant detection system is a qualitative in vitro diagnostic device intended to detect germline variants within genes isolated from human specimens for the purpose of identifying patients with obesity who may benefit from treatment with setmelanotide in accordance with the approved therapeutic product labeling. | In vitro diagnostic germline variant detection system | Qualitative in vitro diagnostic device that uses sequencing technology to detect germline variants in DNA from human clinical specimens | Human clinical specimens | N | N | Ineligible
CH | CH | QRX | Continuous Glucose Monitor Informed Insulin Dose Calculator | 2 |  | N | N |  | 862.1358 | 1 | A continuous glucose monitor (CGM)-informed insulin dose calculator is a software device that calculates suggested insulin doses based on CGM values and/or other relevant information. | Software as a medical device. | Software algorithm. | Software. | N | N | Ineligible
CH | CH | QWZ | Prognostic Test For Assessment Of Chronic Kidney Disease Progression | 2 |  | N | N |  | 862.1223 | 1 | A prognostic test for assessment of chronic kidney disease progression is an in vitro diagnostic device intended to measure one or more analytes obtained from human samples as an aid in assessing the risk for progression of chronic kidney disease. This device is not intended for diagnosis of any disease, for serial monitoring of kidney disease progression, or for monitoring the effect of any therapeutic product. | The test system may include software, clinical analyzers, reagents, calibrators, and controls. | Assay to measure analyte(s) that are markers for chronic kidney disease progression. | The test system is an in vitro diagnostic device that measures analytes in human samples. | N | N | Ineligible
CH | CH | QZG | Menstrual Blood Collection Device | 2 |  | N | N |  | 862.1675 | 1 | Intended to collect and transport menstrual blood specimens to the laboratory for in vitro diagnostic testing | A menstrual blood collection device that may include blood collection paper | The menstrual blood is absorbed or drawn into the collection device for transport or storage | Collects menstrual blood for in vitro diagnostic testing | N | N | Ineligible
CH | CH | SAF | Integrated Continuous Glucose Monitor For Non-Intensive Glucose Monitoring, Over-The-Counter | 2 |  | N | N |  | 862.1355 | 1 | An integrated continuous glucose monitoring system (iCGM) for non-intensive glucose monitoring is intended to automatically measure glucose in bodily fluids continuously or frequently for a specified period of time to detect euglycemic and dysglycemic glucose levels in persons who are not on insulin and do not have a significant risk of problematic hypoglycemia. iCGM systems for non-intensive glucose monitoring are designed to reliably and securely transmit glucose measurement data to digitally connected devices, excluding devices intended to control the delivery of insulin, and are intended to be used alone or in conjunction with these digitally connected medical devices. Device output should not be used to make treatment decisions without consulting with a qualified healthcare professional. | Glucose sensor, including a mechanism for recording and/or displaying measured glucose values such as a transmitter, and a primary receiver. The device contains software to calculate glucose values. | A glucose sensor applied at home by the end user used to monitor glucose levels | Diagnostics | N | N | Ineligible
CH | CH | SBA | Integrated Continuous Glucose Monitoring System With Sensor Containing Dexamethasone Acetate | 2 |  | N | N |  | 862.1357 | 1 | An integrated continuous glucose monitoring system (iCGM) with sensor containing dexamethasone acetate is intended to automatically measure glucose in bodily fluids continuously or frequently for a specified period of time. iCGM systems are designed to reliably and securely transmit glucose measurement data to digitally connected devices, including automated insulin dosing systems, and are intended to be used alone or in conjunction with these digitally connected medical devices for the purpose of managing a disease or condition related to glycemic control. The dexamethasone acetate coating is intended to reduce inflammation at the sensor insertion site. | Glucose sensor, including a mechanism for recording and/or displaying measured glucose values such as a transmitter, and a primary receiver. The device contains software to calculate glucose values. | A sensor that measures glucose levels in the interstitial fluid in the subcutaneous tissue. | Subcutaneous tissue under the skin. | Y | N | Ineligible
CH | CH | SBH | Integrated Continuous Glucose Monitor For Non-Intensive Glucose Management, Over-The-Counter | 2 |  | N | N |  | 862.1355 | 1 | An integrated continuous glucose monitoring system (iCGM) for non-intensive glucose management is intended to automatically measure glucose in bodily fluids continuously or frequently for a specified period of time to detect euglycemic and dysglycemic glucose levels across the range spanning clinically significant hypoglycemia and hyperglycemia levels in persons who are not on insulin and who do not have a significant risk of problematic hypoglycemia. iCGM systems for non-intensive glucose management are designed to reliably and securely transmit glucose measurement data to digitally connected devices, excluding devices intended to control the delivery of insulin, and are intended to be used alone or in conjunction with these digitally connected medical devices. | Glucose sensor, including a mechanism for recording and/or displaying measured glucose values such as a transmitter, and a primary receiver. The device contains software to calculate glucose values. | A glucose sensor applied at home by the end user used to monitor glucose levels | Diagnostics | N | N | Ineligible
CH | CH | SFO | Electrode Measurement, Drain Effluent Ph | 2 |  | N | N |  | 862.112 | 1 | Measurement of drain effluent pH | pH potentiometric measurement system | pH potentiometric measurement | drain effluent | N | N | Ineligible
CH | CH | SFU | Glucose Range Monitoring System | 2 |  | N | N |  | 862.1359 | 1 | A glucose range monitoring system (GRM) is intended to automatically measure glucose in the body and provide qualitative or semi-quantitative information about glucose levels or trends continuously or frequently. GRM systems are intended to support general user awareness of glucose ranges related to glycemic control. Outputs from GRM systems do not represent quantitative glucose concentration values and GRM systems are not intended to be used for acute medical decision-making, such as insulin dosing or medication adjustment. | Glucose sensor, including a mechanism for recording and/or displaying measured glucose ranges. The device contains software to calculate glucose ranges. | Sensors that measure glucose levels in the subcutaneous tissue. | subcutaneous tissue. | N | N | Ineligible
CH | CV | OJQ | Cardiac Allograft Gene Expression Profiling Test System | 2 |  | N | N |  | 862.1163 | 1 | In vitro diagnostic multivariate index assay (ivdmia) test service, performed in a single laboratory, for assessing the gene expression profile of rna isolated from peripheral blood mononuclear cells (pbmc) and indicated for use to aid in the identification of heart transplant recipients with stable allograft function who have a low probability of moderate/severe acute cellular rejection (acr) at the time of testing in conjunction with standard clinical assessment. | laboratory based test | quantitative real-time polymerase chain reaction technology (qRT-PCR) | cardiac allograft | N | N | Eligible
CH | HE | LPI | Kit, Assay, Progesterone Receptor | 3 |  | N | N |  | 864.186 | 2 |  |  |  |  | N | N | Ineligible
CH | HE | LPJ | Kit, Assay, Estrogen Receptor | 3 |  | N | N |  | 864.186 | 2 |  |  |  |  | N | N | Ineligible
CH | HO | LZF | Pump, Infusion, Analytical Sampling | 2 |  | N | N |  | 880.5725 | 1 |  |  |  |  | N | N | Eligible
CH | HO | LZG | Pump, Infusion, Insulin | 2 |  | N | N |  | 880.5725 | 1 |  |  |  |  | N | N | Ineligible
CH | HO | OPP | Pump, Infusion, Insulin Bolus | 2 |  | N | N |  | 880.5725 | 1 | The device is adhered to the body for several days for the purpose of periodically infusing an insulin bolus. | The device is worn directly on the body. It is constructed of a variety of polymeric materials. Stainless steel is used in springs. | The device contains the insulin in a reservoir attached to a pumping mechanism. The pump delivers a discrete bolus volume to the patient on demand. There are no means of providing continuous infusion. | Subcutaneous tissue. The device is generally targeted for use on the abdomen, buttocks, or other location acceptable for insulin delivery and device placement. | N | N | Ineligible
CH | HO | QXC | Diabetes Digital Therapeutic Device | 2 |  | N | N |  | 880.5735 | 1 | A diabetes digital behavioral therapeutic device is a prescription use software device that provides digital behavioral therapy to aid in the management of diabetes. This device is intended to provide limited secondary benefit to patients with diabetes mellitus by assisting them in managing their condition. This device is not intended to replace any primary treatment, such as diet/lifestyle changes or medication. | Software as a Medical Device | The device provides cognitive behavioral therapy | Behavioral Modification | N | N | Ineligible
CH | IM | JMG | Radioimmunoassay (Two-Site Solid Phase), Ferritin | 2 |  | N | Y |  | 866.534 | 1 |  |  |  |  | N | N | Eligible
CH | MG | QDJ | Direct-To-Consumer Access Pharmacogenetic Assessment System | 2 |  | N | N |  | 862.3364 | 1 | A direct-to-consumer access pharmacogenetic assessment system is a qualitative in vitro molecular diagnostic system used for detecting variants in nucleic acids isolated from human specimens the purpose of identifying pharmacogenetic associations for the detected variants. This device is for in vitro diagnostic use only, and is intended for direct access testing by lay users. | The test system includes reagents and instrumentation for measuring and analyzing nucleic acid sequences and methods for interpretation of the pharmacogenetic associations for detected nucleic acid sequence variations. The test system provides information on the pharmacogenetic associates for the detected variants in lay-user reports. | Measures and analyzes nucleic acid sequences and interprets pharmacogenetic associations for detected nucleic acid sequence variations. | Sample collection device, molecular diagnostic test | N | N | Ineligible
CH | MI | MXB | Test, Vaginal, Bacterial Sialidase | 1 |  | N | N |  | 866.266 | 4 |  |  |  |  | N | N | Eligible
CH | MI | OID | Sex Crimes / Sexual Assault / Suspect Evidence Collection Kit (Excludes Hiv Testing) | 1 |  | N | N |  | 866.29 | 7 | This product code has been established in accordance with the may 20, 1997, guidance entitled, convenience kits interim regulatory guidance, found at www.Fda.Gov/cdrh/ode/convkit.Html. This type of convenience kit, as listed in the guidance above, is under enforcement discretion, and does not require a premarket notification (510(k)) to market if it meets all criteria in the guidance. | This product code has been established in accordance with the may 20, 1997, guidance entitled, convenience kits interim regulatory guidance, found at www.Fda.Gov/cdrh/ode/convkit.Html. This type of convenience kit, as listed in the guidance above, is under enforcement discretion, and does not require a premarket notification (510(k)) to market if it meets all criteria in the guidance. | This product code has been established in accordance with the may 20, 1997, guidance entitled, convenience kits interim regulatory guidance, found at www.Fda.Gov/cdrh/ode/convkit.Html. This type of convenience kit, as listed in the guidance above, is under enforcement discretion, and does not require a premarket notification (510(k)) to market if it meets all criteria in the guidance. | This product code has been established in accordance with the may 20, 1997, guidance entitled, convenience kits interim regulatory guidance, found at www.Fda.Gov/cdrh/ode/convkit.Html. This type of convenience kit, as listed in the guidance above, is under enforcement discretion, and does not require a premarket notification (510(k)) to market if it meets all criteria in the guidance. | N | N | Eligible
CH | MI | QUM | Human Immunodeficiency Virus (Hiv) Viral Load Monitoring Test | 2 |  | N | N |  | 866.3958 | 1 | A human immunodeficiency virus (HIV) viral load monitoring test is an in vitro diagnostic prescription device for the quantitation of the amount of HIV ribonucleic acid (RNA) in human body fluids | Automated sample purification, automated amplification, automated reader, swab, lancet, capillary, needle | PCR, nucleic acid amplification, quantitation | Whole blood, plasma, serum, oral fluid, capillary blood, venous blood | N | N | Ineligible
CH | PA | MPQ | Container, Specimen, Urine, Drugs Of Abuse, Over The Counter | 1 |  | N | N |  | 864.326 | 4 |  |  |  |  | N | N | Eligible
CH | PA | MXT | Device, Accessory, Cooling Plate For Tissue Embedding Station | 1 |  | Y | N |  | 864.301 | 4 |  |  |  |  | N | N | Eligible
CH | PA | OHZ | Urine Transport Kit (Excludes Hiv Testing) | 1 |  | N | N |  | 864.325 | 7 | This product code has been established in accordance with the may 20, 1997, guidance entitled, convenience kits interim regulatory guidance, found at www.Fda.Gov/cdrh/ode/convkit.Html. This type of convenience kit, as listed in the guidance above, is under enforcement discretion, and does not require a premarket notification (510(k)) to market if it meets all criteria in the guidance. | This product code has been established in accordance with the May 20, 1997, Guidance entitled, Convenience Kits Interim Regulatory Guidance, found at www.fda.gov/cdrh/ode/convkit.html. This type of convenience kit, as listed in the guidance above, is under enforcement discretion, and does not require a premarket notification (510(k)) to market if it meets all criteria in the guidance. | This product code has been established in accordance with the May 20, 1997, Guidance entitled, Convenience Kits Interim Regulatory Guidance, found at www.fda.gov/cdrh/ode/convkit.html. This type of convenience kit, as listed in the guidance above, is under enforcement discretion, and does not require a premarket notification (510(k)) to market if it meets all criteria in the guidance. | This product code has been established in accordance with the May 20, 1997, Guidance entitled, Convenience Kits Interim Regulatory Guidance, found at www.fda.gov/cdrh/ode/convkit.html. This type of convenience kit, as listed in the guidance above, is under enforcement discretion, and does not require a premarket notification (510(k)) to market if it meets all criteria in the guidance. | N | N | Eligible
CH | PA | OIA | Neonatal Blood Collection Kit And Screening Form (Excludes Hiv Testing) | 1 |  | N | N |  | 864.325 | 7 | This product code has been established in accordance with the may 20, 1997, guidance entitled, convenience kits interim regulatory guidance, found at www.Fda.Gov/cdrh/ode/convkit.Html. This type of convenience kit, as listed in the guidance above, is under enforcement discretion, and does not require a premarket notification (510(k)) to market if it meets all criteria in the guidance. | This product code has been established in accordance with the May 20, 1997, Guidance entitled, Convenience Kits Interim Regulatory Guidance, found at www.fda.gov/cdrh/ode/convkit.html. This type of convenience kit, as listed in the guidance above, is under enforcement discretion, and does not require a premarket notification (510(k)) to market if it meets all criteria in the guidance. | This product code has been established in accordance with the May 20, 1997, Guidance entitled, Convenience Kits Interim Regulatory Guidance, found at www.fda.gov/cdrh/ode/convkit.html. This type of convenience kit, as listed in the guidance above, is under enforcement discretion, and does not require a premarket notification (510(k)) to market if it meets all criteria in the guidance. | This product code has been established in accordance with the May 20, 1997, Guidance entitled, Convenience Kits Interim Regulatory Guidance, found at www.fda.gov/cdrh/ode/convkit.html. This type of convenience kit, as listed in the guidance above, is under enforcement discretion, and does not require a premarket notification (510(k)) to market if it meets all criteria in the guidance. | N | N | Ineligible
CH | PA | OIB | Blood And Urine Collection Kit (Excludes Hiv Testing) | 1 |  | N | N |  | 864.325 | 7 | This product code has been established in accordance with the may 20, 1997, guidance entitled, convenience kits interim regulatory guidance, found at www.Fda.Gov/cdrh/ode/convkit.Html. This type of convenience kit, as listed in the guidance above, is under enforcement discretion, and does not require a premarket notification (510(k)) to market if it meets all criteria in the guidance. | This product code has been established in accordance with the May 20, 1997, Guidance entitled, Convenience Kits Interim Regulatory Guidance, found at www.fda.gov/cdrh/ode/convkit.html. This type of convenience kit, as listed in the guidance above, is under enforcement discretion, and does not require a premarket notification (510(k)) to market if it meets all criteria in the guidance. | This product code has been established in accordance with the May 20, 1997, Guidance entitled, Convenience Kits Interim Regulatory Guidance, found at www.fda.gov/cdrh/ode/convkit.html. This type of convenience kit, as listed in the guidance above, is under enforcement discretion, and does not require a premarket notification (510(k)) to market if it meets all criteria in the guidance. | This product code has been established in accordance with the May 20, 1997, Guidance entitled, Convenience Kits Interim Regulatory Guidance, found at www.fda.gov/cdrh/ode/convkit.html. This type of convenience kit, as listed in the guidance above, is under enforcement discretion, and does not require a premarket notification (510(k)) to market if it meets all criteria in the guidance. | N | N | Eligible
CH | PA | OIE | Urine Collection Kit (Excludes Hiv Testing) | 1 |  | N | N |  | 864.325 | 7 | This product code has been established in accordance with the may 20, 1997, guidance entitled, convenience kits interim regulatory guidance, found at www.Fda.Gov/cdrh/ode/convkit.Html. This type of convenience kit, as listed in the guidance above, is under enforcement discretion, and does not require a premarket notification (510(k)) to market if it meets all criteria in the guidance. | This product code has been established in accordance with the may 20, 1997, guidance entitled, convenience kits interim regulatory guidance, found at www.Fda.Gov/cdrh/ode/convkit.Html. This type of convenience kit, as listed in the guidance above, is under enforcement discretion, and does not require a premarket notification (510(k)) to market if it meets all criteria in the guidance. | This product code has been established in accordance with the may 20, 1997, guidance entitled, convenience kits interim regulatory guidance, found at www.Fda.Gov/cdrh/ode/convkit.Html. This type of convenience kit, as listed in the guidance above, is under enforcement discretion, and does not require a premarket notification (510(k)) to market if it meets all criteria in the guidance. | This product code has been established in accordance with the may 20, 1997, guidance entitled, convenience kits interim regulatory guidance, found at www.Fda.Gov/cdrh/ode/convkit.Html. This type of convenience kit, as listed in the guidance above, is under enforcement discretion, and does not require a premarket notification (510(k)) to market if it meets all criteria in the guidance. | N | N | Eligible
CH | TX | MXA | System, Test, Breath Nitric Oxide | 2 |  | N | N |  | 862.308 | 1 |  |  |  |  | N | N | Eligible
CH | TX | OIC | Blood Alcohol Kit (Excludes Hiv Testing) | 2 |  | N | N |  | 862.304 | 7 | This product code has been established in accordance with the may 20, 1997, guidance entitled, convenience kits interim regulatory guidance, found at www.Fda.Gov/cdrh/ode/convkit.Html. This type of convenience kit, as listed in the guidance above, is under enforcement discretion, and does not require a premarket notification (510(k)) to market if it meets all criteria in the guidance. | This product code has been established in accordance with the May 20, 1997, Guidance entitled, Convenience Kits Interim Regulatory Guidance, found at www.fda.gov/cdrh/ode/convkit.html. This type of convenience kit, as listed in the guidance above, is under enforcement discretion, and does not require a premarket notification (510(k)) to market if it meets all criteria in the guidance. | This product code has been established in accordance with the May 20, 1997, Guidance entitled, Convenience Kits Interim Regulatory Guidance, found at www.fda.gov/cdrh/ode/convkit.html. This type of convenience kit, as listed in the guidance above, is under enforcement discretion, and does not require a premarket notification (510(k)) to market if it meets all criteria in the guidance. | This product code has been established in accordance with the May 20, 1997, Guidance entitled, Convenience Kits Interim Regulatory Guidance, found at www.fda.gov/cdrh/ode/convkit.html. This type of convenience kit, as listed in the guidance above, is under enforcement discretion, and does not require a premarket notification (510(k)) to market if it meets all criteria in the guidance. | N | N | Eligible
CH |  | LHE | Controller, Closed-Loop Blood Glucose | 3 |  | N | N |  |  | 2 |  |  |  |  | N | N | Eligible
CH |  | LKV | Enzyme Immunoassay, Fetal Fibronectin | 3 |  | N | N |  |  | 2 |  |  |  |  | N | N | Ineligible
CH |  | LMY | Monitor, Skin Resistance/Skin Temperature, For Insulin Reactions | 3 |  | N | N |  |  | 2 |  |  |  |  | N | N | Eligible
CH |  | LTC | Hyaline Membrane Disease Assay | 3 |  | N | N |  |  | 3 |  |  |  |  | N | N | Eligible
CH |  | MDS | Sensor, Glucose, Invasive | 3 |  | N | N |  |  | 2 | The device is a glucose-monitoring device indicated for detecting trends and tracking patterns in adults (age 18 and older) with diabetes. The device is indicated for use as an adjunctive device to complement, not replace, information obtained from standard home glucose monitoring devices. The system aids in the detection of episodes of hyperglycemia and hypoglycemia, facilitating both acute and long-term therapy adjustments. |  |  |  | N | N | Ineligible
CH |  | MWQ | System, Test, Total Antioxidant Status | 3 |  | N | N |  |  | 2 |  |  |  |  | N | N | Eligible
CH |  | NCT | Instrument, Glucose, Noninvasive Technology | 3 |  | N | N |  |  | 2 |  |  |  |  | N | N | Ineligible
CH |  | NQC | Test, Breath Analysis, Volatile Organic Compounds |  |  | N | N |  |  | 6 | Breath analysis test for use as an aid in the diagnosis of grade 3 heart transplant rejection in first year heart recipient patients |  |  |  | N | N | Ineligible
CH |  | NUK | For Export Only - Antigen, Anti-Cardiac, Indirect Fluorescent Antibody Test System |  | 3 | N | N |  |  | 3 |  |  |  |  | N | N | Eligible
CH |  | NUL | For Export Only - Antigen, Anti-Skeletal, Indirect Fluorescent Antibody Test System |  | 3 | N | N |  |  | 3 |  |  |  |  | N | N | Eligible
CH |  | OTV | Research Use Only/Clinical Chemistry Devices |  | 6 | Y | N |  |  | 7 | For research use only and for products imported into the US only. | N/A | N/A | N/A | N | N | Eligible
CH |  | OYC | Pump, Infusion, Insulin, To Be Used With Invasive Glucose Sensor | 3 |  | N | N |  |  | 2 | The insulin pump is intended to be used as a component of an invasive glucose device. The pump is designed to pump fluid (insulin) into a patient in a controlled manner as an aid in the mangement of diabetes mellitus in persons requiring insulin. It is intended to accept and display data from the glucose sensor. | Must include product code MDS, sensor, invasive test system, or product code PQF, sensor, glucose, invasive, non-adjunctive. | The pump is designed to pump fluid (insulin) into a patient in a controlled manner as an aid in the mangement of diabetes mellitus in persons requiring insulin. It is intended to accept and display data from the glucose sensor | see indications for use | N | N | Ineligible
CH |  | OZO | Automated Insulin Dosing , Threshold Suspend | 3 |  | N | N |  |  | 2 | An automated insulin dosing system that temporarily suspends or reduces insulin infusion from an insulin pump based upon specified thresholds of measured glucose levels. | May include: Continuous glucose monitoring system, sensor, self monitoring blood glucose device, infusion pump, data management software | Uses a glucose monitoring system to measure glucose levels in interstitial fluid or blood and suspends or reduces insulin infusion from an insulin pump | Not meant to act on a specific part of the body but works with other devices - Continuous glucose monitoring system, sensor, self monitoring blood glucose device, data managment software | N | N | Ineligible
CH |  | OZP | Automated Insulin Dosing Device System, Single Hormonal Control | 3 |  | N | N |  |  | 2 | An insulin-only automated insulin dosing system that achieves a target glucose level by automatically increasing or reducing insulin infusion from an insulin pump. Insulin adjustments are based upon specified thresholds of measured glucose levels. | May include: Continuous glucose monitoring system, sensor, self monitoring blood glucose device, infusion pump, data management software | Uses a glucose monitoring system to measure glucose levels and increases or reduces insulin infusion from an insulin pump | Not meant to act on a specific part of the body but works with other devices - Continuous glucose monitoring system, sensor, self monitoring blood glucose device, data management software | N | N | Ineligible
CH |  | OZQ | Automated Insulin Dosing Device System, Bihormonal Control | 3 |  | N | N |  |  | 2 | A bihormonal automated insulin dosing system that achieves a target glucose level by automatically adjusting two glucose modulating therapies from an infusion pump. Hormone adjustments are based upon specified thresholds of measured glucose levels. | May include: Continuous glucose monitoring system, sensor, self monitoring blood glucose device, infusion pump, data management software | Uses a glucose monitoring system to measure glucose levels and increases or reduces two glucose modulating therapies from an insulin pump | Not meant to act on a specific part of the body but works with other devices - Continuous glucose monitoring system, sensor, self monitoring blood glucose device, data management software | N | N | Ineligible
CH |  | PAQ | Test, Nr2 Antibody |  | 3 | N | N |  |  | 3 | NR2 is an independent blood-borne marker that rules in cerebral ischemic event and rules out hemorrhage. | Reagent test kit | Enzyme-linked immunosorbent assay (ELISA) | in vitro diagnostic device using human serum samples | N | N | Eligible
CH |  | PAR | Test, Volatile Organic Compounds Breath Analysis |  |  | N | N |  |  | 6 | Aid in the diagnosis of grade 3 heart transplant rejection in patients who have received heart transplants within the preceding year. Intended to be used as an adjunct to, and not as a substitute for, endomyocardial biopsy. The use of the device is limited to patients who have had endomyocardial biopsy within the previous month. | A breath collection apparatus for collection of volatile organic compounds in alveolar breath onto a sorbent trap, as well as for the collection of a separate sample of room air. o Analysis of the volatile organic compounds in alveolar breath and room air by gas chromatography and mass spectroscopy. o Interpretation of the volatile organic compounds with a proprietary algorithm in order to predict the probability of grade 3 heart transplant rejection. | Breathe collection device; analysis of the volatile organic compounds in alveolar breath and room air by gas chromatography and mass spectroscopy | Patients with heart transplants | N | N | Ineligible
CH |  | PDA | Investigational Use Only - Clinical Chemistry |  | 6 | Y | N |  |  | 7 | Investigational use only and for products imported into the US only. | N/A | N/A | N/A | N | N | Eligible
CH |  | PEJ | Salivary Estriol Test | 3 |  | N | N |  |  | 2 | To detect and measure salivary estriol in pregnant women. | Pregnancy | Enzyme linked immunoabsorbent assay | saliva sample | N | N | Eligible
CH |  | PHK | Test, Cell Mediated Immune Response, Liver And Small Bowel Transplant/Transplantation |  | 9 | N | N |  |  | 6 | The test is a qualitative prognostic test intended to be used in patients less than 21 years old with liver or small bowel transplantation. The test is an aid in the evaluation of the risk of acute cellular rejection (ACR) and must be used in conjunction with biopsy, standard clinical assessment and other laboratory information. | flow cytometers, fluorochrome labeled antibodies, sodium heparin blood collection tubes, processing reagents, automated processing devices or pipetting devices. | Stimulated Cell Culture | Peripheral human whole blood specimens | N | N | Eligible
CH |  | PQF | Sensor, Glucose, Invasive, Non-Adjunctive | 3 |  | N | N |  |  | 2 | A non-adjunctive invasive glucose sensor is intended to determine glucose levels, and the direction and rate of change of glucose levels in people with diabetes. The device is indicated to replace information obtained from standard blood glucose monitoring devices to make diabetes-related treatment decisions. The device also provides historical glucose information, facilitating long-term therapy adjustments. | This device comprises a skin piercing sensor containing the glucose specific biological sensor, an algorithm that converts sensor signals into glucose values, a display device which provides glucose values to the user and a mechanism for transmitting data from the sensor to the display device. | Signals from an invasive (skin piercing) glucose specific biological sensor are algorithmically converted to glucose values which are provided to the user. | Interstitial fluid | N | N | Eligible
CH |  | PZE | Sensor, Glucose, Invasive, Non-Adjunctive, Factory-Calibrated, User-Initiated | 3 |  | N | N |  |  | 2 | A subcutaneous factory calibrated, non-adjunctive, invasive, passive monitoring glucose sensor is intended to determine glucose levels and the direction and rate of change of glucose levels in people with diabetes. Calibrated at the point of manufacture and does not require or accept any user-entered calibration. Monitors glucose levels passively and only provides information, including alarms and alerts, in response to a user initiated action. The device is indicated to replace information obtained from standard blood glucose monitoring devices to make diabetes-related treatment decisions and also provides historical glucose information, facilitating long-term therapy adjustments. | This device comprises a skin piercing sensor containing the glucose specific biological sensor, an algorithm that converts sensor signals into glucose values, a display device which provides glucose values to the user and a mechanism for transmitting data from the sensor to the display device. | Signals from an invasive (skin piercing) glucose specific biological sensor are algorithmically converted to glucose values which are provided to the user. | Interstitial fluid. | N | N | Ineligible
CH |  | QCD | Continuous Glucose Monitor, Implanted, Adjunctive Use | 3 |  | N | N |  |  | 2 | The device is a fully implanted continuous glucose monitoring device intended to detect trends and track patterns in interstitial glucose values. The device is indicated for use as an adjunctive device to complement, not replace, information obtained from standard home blood glucose monitoring devices. | This device comprises a subcutaneously implanted sensor containing the glucose specific biological sensor, an algorithm that converts sensor signals into glucose values, a display device that provides glucose values to the user, and a mechanism for transmitting data from the sensor to the display device. | Signals from an implanted (subcutaneous) glucose specific biological sensor are algorithmically converted to glucose values which are provided to the user. | Interstitial fluid | Y | N | Ineligible
CH |  | QHJ | Sensor, Glucose, Implanted, Non-Adjunctive Use | 3 |  | N | N |  |  | 2 | A non-adjunctive implanted glucose sensor is intended to determine glucose levels, and the direction and rate of change of glucose levels in people with diabetes. The device is indicated to replace information obtained from standard blood glucose monitoring devices to make diabetes-related treatment decisions. The device also provides historical glucose information, facilitating long-term therapy adjustments. | This device comprises a subcutaneously implanted sensor containing the glucose specific biological sensor, an algorithm that converts sensor signals into glucose values, a display device that provides glucose values to the user, and a mechanism for transmitting data from the sensor to the display device. | Signals from an implanted (subcutaneous) glucose specific biological sensor are algorithmically converted to glucose values which are provided to the user. | Interstitial fluid | Y | N | Ineligible
CH |  | SCE | Ivd Offered As Ldt, First Marketed Before May 6, 2024, Not Modified Beyond Scope Described In Preamble To Ldt Final Rule |  | 6 | N | N |  |  | 7 | Currently marketed in vitro diagnostic products (IVDs) offered as laboratory developed tests (LDTs) that were first marketed prior to May 6, 2024, and not modified following that date or not modified beyond the scope described in section V.B.3 of the preamble to the LDT Final Rule (89 FR 37286). | In Vitro Diagnostic Device | In Vitro Diagnostic Device | In Vitro Diagnostic Device | N | N | Ineligible
CH |  | SCF | Ldt, Unmet Need Within An Integrated Healthcare System |  | 6 | N | N |  |  | 7 | Laboratory developed tests (LDTs) manufactured and performed by a laboratory integrated within a healthcare system to meet an unmet need of patients receiving care within the same healthcare system as described in section V.B.3 of the preamble to the LDT Final Rule (89 FR 37286). | In Vitro diagnostic device | In Vitro diagnostic device | In Vitro diagnostic device | N | N | Ineligible
CH |  | SCG | Modified Version Of Another Manufacturer�S Fda-Authorized Test Within Scope Described In Preamble To Ldt Final Rule |  | 6 | N | N |  |  | 7 | When a laboratory certified under the Clinical Laboratory Improvement Amendments of 1988 (CLIA) and meeting CLIA�s regulatory requirements to perform high complexity testing modifies another manufacturer�s 510(k) cleared or De Novo authorized test, and in compliance as described in section V.C.3 of the preamble to the LDT Final Rule, in a manner that could not significantly affect the safety or effectiveness of the test and does not constitute a major change or modification in intended use, and where the modified test is performed only in the laboratory making the modification as described in sections V.C.4 and V.C.5 of the preamble to the LDT Final Rule (89 FR 37286). | In Vitro diagnostic device | In Vitro diagnostic device | In Vitro diagnostic device | N | N | Ineligible
CH |  | SCH | Ldt, Approved By Nys Clep |  | 6 | N | N |  |  | 7 | Laboratory developed tests (LDTs) that are approved by the New York State Department of Health Clinical Laboratory Evaluation Program (NYS CLEP) described in section V.B.2 of the preamble to the LDT Final Rule (89 FR 37286). | In vitro diagnostic device | In vitro diagnostic device | In vitro diagnostic device | N | N | Ineligible
CH |  | SCI | Ivd Offered As Ldt, Not An Ldt Or Under A Targeted Enforcement Discretion Policy Described In Preamble To Ldt Final Rule |  | 6 | N | N |  |  | 7 | In vitro diagnostic products (IVDs) offered as laboratory developed tests (LDTs) that are not designed, manufactured, and used within a single laboratory, are within the scope of the phaseout policy and are not subject to a targeted enforcement discretion policy described in the preamble to the LDT Final Rule (89 FR 37286). | In vitro diagnostic device | In vitro diagnostic device | In vitro diagnostic device | N | N | Ineligible
CH |  | SCJ | Ldt, Not Under A Targeted Enforcement Discretion Policy Described In Preamble To Ldt Final Rule |  | 6 | N | N |  |  | 7 | Laboratory developed tests (LDTs) within the scope of the phaseout policy and not subject to a targeted enforcement discretion policy described in section V.B of the preamble to the LDT Final Rule (89 FR 37286). | In vitro diagnostic device | In vitro diagnostic device | In vitro diagnostic device | N | N | Ineligible
CH |  | SFI | Sensor, Glucose, Invasive, Component Of Automated Insulin Delivery System | 3 |  | N | N |  |  | 2 | The device is intended to measure glucose in interstitial fluid. It is intended to provide those measurements as inputs to appropriately qualified digitally connected devices, including automated insulin dosing systems, as determined by FDA. | This device comprises a glucose specific biological sensor, an algorithm that converts sensor signals into glucose values, and a mechanism for transmitting data from the sensor to specific connected devices. | Signals from a glucose specific biological sensor are algorithmically converted to glucose values which are transmitted to specific connected devices. | Diagnostics | N | N | Ineligible
CV | AN | CAC | Apparatus, Autotransfusion | 2 |  | N | N |  | 868.583 | 1 |  |  |  |  | N | Y | Eligible
CV | CV | BYS | Oxygenator, Long Term Support Greater Than 6 Hours | 2 |  | N | N |  | 870.41 | 1 |  |  |  |  | N | Y | Eligible
CV | CV | DPS | Electrocardiograph | 2 |  | N | Y |  | 870.234 | 1 |  |  |  |  | N | N | Eligible
CV | CV | DPT | Probe, Blood-Flow, Extravascular | 2 |  | N | Y |  | 870.212 | 1 |  |  |  |  | N | N | Eligible
CV | CV | DPW | Flowmeter, Blood, Cardiovascular | 2 |  | N | Y |  | 870.21 | 1 |  |  |  |  | N | N | Eligible
CV | CV | DQB | Phlebograph, Impedance | 2 |  | N | Y |  | 870.275 | 1 |  |  |  |  | N | N | Eligible
CV | CV | DQC | Phonocardiograph | 1 |  | N | N |  | 870.239 | 4 |  |  |  |  | N | N | Eligible
CV | CV | DQD | Stethoscope, Electronic | 2 |  | N | Y |  | 870.1875 | 1 |  |  |  |  | N | N | Eligible
CV | CV | DQE | Catheter, Oximeter, Fiber-Optic | 2 |  | N | Y |  | 870.123 | 1 |  |  |  |  | N | N | Eligible
CV | CV | DQG | Microsphere, Trace | 3 |  | N | N |  | 870.136 | 2 | Call for PMAs 12/26/96 (61 FR 50706 (9/27/96)) |  |  |  | Y | N | Eligible
CV | CV | DQH | Cardiograph, Apex (Vibrocardiograph) | 2 |  | N | Y |  | 870.231 | 1 |  |  |  |  | N | N | Eligible
CV | CV | DQK | Computer, Diagnostic, Programmable | 2 |  | N | Y |  | 870.1425 | 1 |  |  |  |  | N | N | Eligible
CV | CV | DQO | Catheter, Intravascular, Diagnostic | 2 |  | N | Y |  | 870.12 | 1 |  |  |  |  | N | N | Eligible
CV | CV | DQP | Kit, Balloon Repair, Catheter | 3 |  | N | N |  | 870.135 | 2 | Call for PMAs 12/26/96 (61 FR 50706 (9/27/96)) |  |  |  | N | N | Eligible
CV | CV | DQR | Cannula, Catheter | 2 |  | N | Y |  | 870.13 | 1 |  |  |  |  | N | N | Eligible
CV | CV | DQT | Occluder, Catheter Tip | 2 |  | N | Y |  | 870.137 | 1 |  |  |  |  | N | N | Eligible
CV | CV | DQX | Wire, Guide, Catheter | 2 |  | N | Y |  | 870.133 | 1 |  |  |  |  | N | N | Eligible
CV | CV | DQY | Catheter, Percutaneous | 2 |  | N | Y |  | 870.125 | 1 |  |  |  |  | N | N | Eligible
CV | CV | DRA | Catheter, Steerable | 2 |  | N | Y |  | 870.128 | 1 |  |  |  |  | N | N | Eligible
CV | CV | DRB | Stylet, Catheter | 2 |  | N | Y |  | 870.138 | 1 |  |  |  |  | N | N | Eligible
CV | CV | DRC | Trocar | 2 |  | N | N |  | 870.139 | 4 |  |  |  |  | N | N | Eligible
CV | CV | DRE | Dilator, Vessel, For Percutaneous Catheterization | 2 |  | N | Y |  | 870.131 | 1 |  |  |  |  | N | N | Eligible
CV | CV | DRF | Catheter, Electrode Recording, Or Probe, Electrode Recording | 2 |  | N | N |  | 870.122 | 1 |  |  |  |  | N | N | Eligible
CV | CV | DRG | Transmitters And Receivers, Physiological Signal, Radiofrequency | 2 |  | N | Y |  | 870.291 | 1 |  |  |  |  | N | N | Eligible
CV | CV | DRI | Monitor, Line Isolation | 1 |  | N | N |  | 870.262 | 4 |  |  |  |  | N | N | Eligible
CV | CV | DRJ | System, Signal Isolation | 1 |  | N | N |  | 870.26 | 4 |  |  |  |  | N | N | Eligible
CV | CV | DRK | Dc-Defibrillator, High Energy, (Including Paddles) | 3 |  | N | N |  | 870.53 | 2 | PMA to be filed by 12/26/96 (FR 50706 (9/27/96)) |  |  |  | N | N | Eligible
CV | CV | DRL | Tester, Defibrillator | 2 |  | N | Y |  | 870.5325 | 1 |  |  |  |  | N | N | Eligible
CV | CV | DRM | Compressor, Cardiac, External | 2 |  | N | N |  | 870.52 | 1 |  |  |  |  | N | N | Eligible
CV | CV | DRN | Device, Counter-Pulsating, External | 2 |  | N | N |  | 870.5225 | 1 |  |  |  |  | N | N | Eligible
CV | CV | DRO | Pacemaker, Cardiac, External Transcutaneous (Non-Invasive) | 2 |  | N | N |  | 870.555 | 1 |  |  |  |  | N | Y | Eligible
CV | CV | DRP | Tourniquet, Automatic Rotating | 2 |  | N | Y |  | 870.5925 | 1 |  |  |  |  | N | N | Eligible
CV | CV | DRQ | Amplifier And Signal Conditioner, Transducer Signal | 2 |  | N | Y |  | 870.206 | 1 |  |  |  |  | N | N | Eligible
CV | CV | DRR | Amplifier And Signal Conditioner, Biopotential | 2 |  | N | Y |  | 870.205 | 1 |  |  |  |  | N | N | Eligible
CV | CV | DRS | Transducer, Blood-Pressure, Extravascular | 2 |  | N | Y |  | 870.285 | 1 |  |  |  |  | N | N | Eligible
CV | CV | DRT | Monitor, Cardiac (Incl. Cardiotachometer & Rate Alarm) | 2 |  | N | Y |  | 870.23 | 1 |  |  |  |  | N | N | Eligible
CV | CV | DRW | Adaptor, Lead Switching, Electrocardiograph | 2 |  | N | Y |  | 870.235 | 1 |  |  |  |  | N | N | Eligible
CV | CV | DRX | Electrode, Electrocardiograph | 2 |  | N | N |  | 870.236 | 4 |  |  |  |  | N | N | Eligible
CV | CV | DRY | Monitor, Blood-Gas, On-Line, Cardiopulmonary Bypass | 2 |  | N | Y |  | 870.433 | 1 |  |  |  |  | N | N | Eligible
CV | CV | DRZ | Oscillometer | 2 |  | N | N |  | 870.2675 | 4 |  |  |  |  | N | N | Eligible
CV | CV | DSA | Cable, Transducer And Electrode, Patient, (Including Connector) | 2 |  | N | Y |  | 870.29 | 1 |  |  |  |  | N | N | Eligible
CV | CV | DSB | Plethysmograph, Impedance | 2 |  | N | Y |  | 870.277 | 1 |  |  |  |  | N | N | Eligible
CV | CV | DSF | Recorder, Paper Chart | 1 |  | N | N |  | 870.281 | 4 |  |  |  |  | N | N | Eligible
CV | CV | DSH | Recorder, Magnetic Tape, Medical | 2 |  | N | Y |  | 870.28 | 1 |  |  |  |  | N | N | Eligible
CV | CV | DSI | Detector And Alarm, Arrhythmia | 2 |  | N | N |  | 870.1025 | 1 |  |  |  |  | N | N | Ineligible
CV | CV | DSJ | Alarm, Blood-Pressure | 2 |  | N | Y |  | 870.11 | 1 |  |  |  |  | N | N | Eligible
CV | CV | DSK | Computer, Blood-Pressure | 2 |  | N | Y |  | 870.111 | 1 |  |  |  |  | N | N | Eligible
CV | CV | DSM | Alarm, Leakage Current, Portable | 1 |  | N | N |  | 870.264 | 4 |  |  |  |  | N | N | Eligible
CV | CV | DSP | System, Balloon, Intra-Aortic And Control | 2 |  | N | N |  | 870.3535 | 1 |  |  |  |  | N | N | Ineligible
CV | CV | DSR | Stimulator, Carotid Sinus Nerve | 3 |  | N | N |  | 870.385 | 2 | Call for PMAs 12/26/96 (61 FR 50706 (9/27/96)) |  |  |  | Y | N | Eligible
CV | CV | DSS | Clip, Vascular | 2 |  | N | N |  | 870.325 | 1 |  |  |  |  | Y | N | Eligible
CV | CV | DST | Clip, Vena-Cava | 2 |  | N | N |  | 870.326 | 1 |  |  |  |  | Y | N | Eligible
CV | CV | DSW | Bag, Polymeric Mesh, Pacemaker | 1 |  | N | N |  | 870.365 | 4 |  |  |  |  | Y | N | Eligible
CV | CV | DSY | Prosthesis, Vascular Graft, Of 6mm And Greater Diameter | 2 |  | N | N |  | 870.345 | 1 |  |  |  |  | Y | N | Eligible
CV | CV | DSZ | Pacemaker Battery | 3 |  | N | N |  | 870.361 | 2 |  |  |  |  | Y | N | Ineligible
CV | CV | DTA | Tester, Pacemaker Electrode Function | 2 |  | N | Y |  | 870.372 | 1 |  |  |  |  | N | N | Eligible
CV | CV | DTB | Permanent Pacemaker Electrode | 3 |  | N | N |  | 870.368 | 2 |  |  |  |  | Y | N | Ineligible
CV | CV | DTC | Analyzer, Pacemaker Generator Function | 2 |  | N | Y |  | 870.363 | 1 |  |  |  |  | N | N | Eligible
CV | CV | DTD | Pacemaker Lead Adaptor | 2 |  | N | N |  | 870.362 | 1 |  |  |  |  | Y | N | Eligible
CV | CV | DTE | Pulse-Generator, Pacemaker, External | 2 |  | N | N |  | 870.36 | 1 |  |  |  |  | N | N | Eligible
CV | CV | DTF | Tools, Pacemaker Service | 1 |  | N | N |  | 870.373 | 4 |  |  |  |  | N | N | Eligible
CV | CV | DTG | Magnet, Test, Pacemaker | 1 |  | N | N |  | 870.369 | 4 |  |  |  |  | N | N | Eligible
CV | CV | DTI | Sizer, Heart-Valve, Prosthesis | 1 |  | N | N |  | 870.3945 | 4 |  |  |  |  | N | N | Eligible
CV | CV | DTJ | Holder, Heart-Valve, Prosthesis | 1 |  | N | N |  | 870.3935 | 4 |  |  |  |  | N | N | Eligible
CV | CV | DTK | Filter, Intravascular, Cardiovascular | 2 |  | N | N |  | 870.3375 | 1 |  |  |  |  | Y | N | Eligible
CV | CV | DTL | Adaptor, Stopcock, Manifold, Fitting, Cardiopulmonary Bypass | 2 |  | N | N |  | 870.429 | 4 |  |  |  |  | N | N | Eligible
CV | CV | DTM | Filter, Blood, Cardiopulmonary Bypass, Arterial Line | 2 |  | N | N |  | 870.426 | 1 |  |  |  |  | N | Y | Eligible
CV | CV | DTN | Reservoir, Blood, Cardiopulmonary Bypass | 2 |  | N | Y |  | 870.44 | 1 |  |  |  |  | N | N | Eligible
CV | CV | DTP | Defoamer, Cardiopulmonary Bypass | 2 |  | N | N |  | 870.423 | 1 |  |  |  |  | N | Y | Eligible
CV | CV | DTQ | Console, Heart-Lung Machine, Cardiopulmonary Bypass | 2 |  | N | N |  | 870.422 | 1 |  |  |  |  | N | Y | Eligible
CV | CV | DTR | Heat-Exchanger, Cardiopulmonary Bypass | 2 |  | N | N |  | 870.424 | 1 |  |  |  |  | N | Y | Eligible
CV | CV | DTS | Sucker, Cardiotomy Return, Cardiopulmonary Bypass | 2 |  | N | N |  | 870.442 | 4 |  |  |  |  | N | N | Eligible
CV | CV | DTW | Monitor And/Or Control, Level Sensing, Cardiopulmonary Bypass | 2 |  | N | N |  | 870.434 | 4 |  |  |  |  | N | N | Eligible
CV | CV | DTX | Gas Control Unit, Cardiopulmonary Bypass | 2 |  | N | N |  | 870.43 | 1 |  |  |  |  | N | Y | Eligible
CV | CV | DTY | Sensor, Blood-Gas, In-Line, Cardiopulmonary Bypass | 2 |  | N | Y |  | 870.441 | 1 |  |  |  |  | N | N | Eligible
CV | CV | DTZ | Oxygenator, Cardiopulmonary Bypass | 2 |  | N | N |  | 870.435 | 1 |  |  |  |  | N | Y | Eligible
CV | CV | DWA | Control, Pump Speed, Cardiopulmonary Bypass | 2 |  | N | N |  | 870.438 | 1 |  |  |  |  | N | Y | Eligible
CV | CV | DWB | Pump, Blood, Cardiopulmonary Bypass, Roller Type | 2 |  | N | N |  | 870.437 | 1 |  |  |  |  | N | Y | Eligible
CV | CV | DWC | Controller, Temperature, Cardiopulmonary Bypass | 2 |  | N | N |  | 870.425 | 1 | If the device is reusable, validated reprocessing instructions and reprocessing validation data for this device type must be included in a 510(k) submission (82 FR 26807, available at https://www.gpo.gov/fdsys/pkg/FR-2017-06-09/pdf/2017-12007.pdf). |  |  |  | N | Y | Ineligible
CV | CV | DWD | Suction Control, Intracardiac, Cardiopulmonary Bypass | 2 |  | N | N |  | 870.443 | 4 |  |  |  |  | N | N | Eligible
CV | CV | DWE | Tubing, Pump, Cardiopulmonary Bypass | 2 |  | N | Y |  | 870.439 | 1 |  |  |  |  | N | N | Eligible
CV | CV | DWF | Catheter, Cannula And Tubing, Vascular, Cardiopulmonary Bypass | 2 |  | N | Y |  | 870.421 | 1 |  |  |  |  | N | N | Eligible
CV | CV | DWJ | System, Thermal Regulating | 2 |  | N | Y |  | 870.59 | 1 | If the device is reusable, validated reprocessing instructions and reprocessing validation data for this device type must be included in a 510(k) submission (82 FR 26807, available at https://www.gpo.gov/fdsys/pkg/FR-2017-06-09/pdf/2017-12007.pdf). |  |  |  | N | N | Ineligible
CV | CV | DWP | Dilator, Vessel, Surgical | 2 |  | N | Y |  | 870.4475 | 1 |  |  |  |  | N | N | Eligible
CV | CV | DWQ | Stripper, Vein, External | 2 |  | N | Y |  | 870.4885 | 1 |  |  |  |  | N | N | Eligible
CV | CV | DWS | Instruments, Surgical, Cardiovascular | 1 |  | N | N |  | 870.45 | 4 |  |  |  |  | N | N | Eligible
CV | CV | DWX | Stripper, Artery, Intraluminal | 2 |  | N | Y |  | 870.4875 | 1 |  |  |  |  | N | N | Eligible
CV | CV | DWZ | Device, Biopsy, Endomyocardial | 2 |  | N | Y |  | 870.4075 | 1 |  |  |  |  | N | N | Eligible
CV | CV | DXC | Clamp, Vascular | 2 |  | N | Y |  | 870.445 | 1 |  |  |  |  | N | N | Eligible
CV | CV | DXE | Catheter, Embolectomy | 2 |  | N | Y |  | 870.515 | 1 |  |  |  |  | N | N | Eligible
CV | CV | DXF | Catheter, Septostomy | 2 |  | N | Y |  | 870.5175 | 1 |  |  |  |  | N | N | Eligible
CV | CV | DXG | Computer, Diagnostic, Pre-Programmed, Single-Function | 2 |  | N | Y |  | 870.1435 | 1 |  |  |  |  | N | N | Eligible
CV | CV | DXH | Transmitters And Receivers, Electrocardiograph, Telephone | 2 |  | N | Y |  | 870.292 | 1 |  |  |  |  | N | N | Eligible
CV | CV | DXJ | Display, Cathode-Ray Tube, Medical | 2 |  | N | Y |  | 870.245 | 1 |  |  |  |  | N | N | Eligible
CV | CV | DXK | Echocardiograph | 2 |  | N | Y |  | 870.233 | 1 |  |  |  |  | N | N | Eligible
CV | CV | DXL | Injector, Indicator | 2 |  | N | Y |  | 870.166 | 1 |  |  |  |  | N | N | Eligible
CV | CV | DXM | Densitometer | 2 |  | N | Y |  | 870.145 | 1 |  |  |  |  | N | N | Eligible
CV | CV | DXN | System, Measurement, Blood-Pressure, Non-Invasive | 2 |  | N | Y |  | 870.113 | 1 |  |  |  |  | N | N | Eligible
CV | CV | DXO | Transducer, Pressure, Catheter Tip | 2 |  | N | Y |  | 870.287 | 1 |  |  |  |  | N | N | Eligible
CV | CV | DXP | Transducer, Vessel Occlusion | 2 |  | N | Y |  | 870.289 | 1 |  |  |  |  | N | N | Eligible
CV | CV | DXQ | Blood Pressure Cuff | 2 |  | N | Y |  | 870.112 | 1 | A blood pressure cuff is a device that has an inflatable bladder in an elastic sleeve (cuff) with a mechanism for inflating the bladder. The cuff is used to determine a subject's blood pressure. |  |  |  | N | N | Eligible
CV | CV | DXR | Ballistocardiograph | 2 |  | N | Y |  | 870.232 | 1 |  |  |  |  | N | N | Eligible
CV | CV | DXS | Gauge, Pressure, Coronary, Cardiopulmonary Bypass | 2 |  | N | Y |  | 870.431 | 1 |  |  |  |  | N | N | Eligible
CV | CV | DXW | System, Phonocatheter, Intracavitary | 2 |  | N | Y |  | 870.127 | 1 |  |  |  |  | N | N | Eligible
CV | CV | DXX | System, Catheter Control, Steerable | 2 |  | N | Y |  | 870.129 | 1 |  |  |  |  | N | N | Eligible
CV | CV | DXY | Implantable Pacemaker Pulse-Generator | 3 |  | N | N |  | 870.361 | 2 |  |  |  |  | Y | N | Ineligible
CV | CV | DXZ | Patch, Pledget And Intracardiac, Petp, Ptfe, Polypropylene | 2 |  | N | N |  | 870.347 | 1 |  |  |  |  | Y | N | Eligible
CV | CV | DYB | Introducer, Catheter | 2 |  | N | Y |  | 870.134 | 1 |  |  |  |  | N | N | Eligible
CV | CV | DYC | Vectorcardiograph | 2 |  | N | Y |  | 870.24 | 1 |  |  |  |  | N | N | Eligible
CV | CV | DYE | Replacement Heart-Valve | 3 |  | N | N |  | 870.3925 | 2 | Call for pmas to be filed by 12/9/87 (52 fr 23137 (6/17/87)) |  |  |  | Y | N | Eligible
CV | CV | DYF | Prosthesis, Vascular Graft, Of Less Then 6mm Diameter | 2 |  | N | N |  | 870.345 | 1 |  |  |  |  | Y | N | Eligible
CV | CV | DYG | Catheter, Flow Directed | 2 |  | N | Y |  | 870.124 | 1 |  |  |  |  | N | N | Eligible
CV | CV | JOD | Filter, Blood, Cardiotomy Suction Line, Cardiopulmonary Bypass | 2 |  | N | Y |  | 870.427 | 1 |  |  |  |  | N | N | Eligible
CV | CV | JOM | Plethysmograph, Photoelectric, Pneumatic Or Hydraulic | 2 |  | N | Y |  | 870.278 | 1 |  |  |  |  | N | N | Eligible
CV | CV | JON | Transducer, Apex Cardiographic | 2 |  | N | Y |  | 870.284 | 1 |  |  |  |  | N | N | Eligible
CV | CV | JOO | Transducer, Heart Sound | 2 |  | N | Y |  | 870.286 | 1 |  |  |  |  | N | N | Eligible
CV | CV | JOP | Transducer, Ultrasonic | 2 |  | N | Y |  | 870.288 | 1 |  |  |  |  | N | N | Eligible
CV | CV | JOQ | Generator, Pulse, Pacemaker, External Programmable (For Electrophysiological Studies Only) | 2 |  | N | N |  | 870.175 | 1 |  |  |  |  | N | Y | Eligible
CV | CV | JOR | Generator, Pulsatile Flow, Cardiopulmonary Bypass | 3 |  | N | N |  | 870.432 | 2 | Date PMA or notice of completion of PDP is required. A PMA or notice of completion of a PDP is required to be filed with the Food and Drug Administration on or before September 21, 2004, for any cardiopulmonary bypass pulsatile flow generator that was in commercial distribution before May 28, 1976, or that has, on or before September 21, 2004, been found to be substantially equivalent to any cardiopulmonary bypass pulsatile flow generator that was in commercial distribution before May 28, 1976. Any other cardiopulmonary bypass pulsatile flow generator shall have an approved PMA or declared completed PDP in effect before being placed in commercial distribution. |  |  |  | N | N | Eligible
CV | CV | JOW | Sleeve, Limb, Compressible | 2 |  | N | Y |  | 870.58 | 1 |  |  |  |  | N | N | Eligible
CV | CV | KFJ | Materials, Repair Or Replacement, Pacemaker | 3 |  | N | N |  | 870.371 | 2 |  |  |  |  | Y | N | Eligible
CV | CV | KFM | Pump, Blood, Cardiopulmonary Bypass, Non-Roller Type | 2 |  | N | N |  | 870.436 | 1 |  |  |  |  | N | N | Eligible
CV | CV | KRA | Catheter, Continuous Flush | 2 |  | N | Y |  | 870.121 | 1 |  |  |  |  | N | N | Eligible
CV | CV | KRB | Probe, Thermodilution | 2 |  | N | Y |  | 870.1915 | 1 |  |  |  |  | N | N | Eligible
CV | CV | KRC | Tester, Electrode, Surface, Electrocardiographic | 2 |  | N | Y |  | 870.237 | 1 |  |  |  |  | N | N | Eligible
CV | CV | KRD | Device, Vascular, For Promoting Embolization | 2 |  | N | N |  | 870.33 | 1 |  |  |  |  | Y | N | Eligible
CV | CV | KRE | Analyzer, Pacemaker Generator Function, Indirect | 2 |  | N | Y |  | 870.364 | 1 |  |  |  |  | N | N | Eligible
CV | CV | KRF | Charger, Pacemaker | 1 |  | N | N |  | 870.367 | 4 |  |  |  |  | N | N | Eligible
CV | CV | KRG | Programmer, Pacemaker | 3 |  | N | N |  | 870.37 | 2 |  |  |  |  | N | N | Eligible
CV | CV | KRH | Ring, Annuloplasty | 2 |  | N | N |  | 870.38 | 1 |  |  |  |  | Y | N | Eligible
CV | CV | KRI | Accessory Equipment, Cardiopulmonary Bypass | 1 |  | N | N |  | 870.42 | 4 |  |  |  |  | N | N | Eligible
CV | CV | KRJ | Filter, Prebypass, Cardiopulmonary Bypass | 2 |  | N | N |  | 870.428 | 4 |  |  |  |  | N | N | Eligible
CV | CV | KRK | Manometer, Blood-Pressure, Venous | 2 |  | N | Y |  | 870.114 | 1 |  |  |  |  | N | N | Eligible
CV | CV | KRL | Detector, Bubble, Cardiopulmonary Bypass | 2 |  | N | Y |  | 870.4205 | 1 |  |  |  |  | N | N | Eligible
CV | CV | LDD | Dc-Defibrillator, Low-Energy, (Including Paddles) | 2 |  | N | N |  | 870.53 | 1 |  |  |  |  | N | Y | Eligible
CV | CV | LDE | Stethoscope, Manual | 1 |  | N | N |  | 870.1875 | 4 |  |  |  |  | N | N | Eligible
CV | CV | LDF | Electrode, Pacemaker, Temporary | 2 |  | N | N |  | 870.368 | 1 |  |  |  |  | N | Y | Eligible
CV | CV | LHX | Trousers, Anti-Shock | 2 |  | N | N |  | 870.58 | 1 |  |  |  |  | N | N | Eligible
CV | CV | LIT | Catheter, Angioplasty, Peripheral, Transluminal | 2 |  | N | Y |  | 870.125 | 1 |  |  |  |  | N | N | Eligible
CV | CV | LIX | Aid, Cardiopulmonary Resuscitation | 2 |  | N | N |  | 870.521 | 1 | CPR Aid device WITH feedback (visual, audio or both) on one or more CPR parameters (e.g., rate, depth, ventilation ratio, etc.), and contains software. Provides real-time feedback on CPR performance. Feedback can be audio, visual or both. Device contains software |  |  |  | N | N | Eligible
CV | CV | LOX | Catheters, Transluminal Coronary Angioplasty, Percutaneous | 2 |  | N | N |  | 870.51 | 1 | A PTCA catheter is a device that operates on the principle of hydraulic pressurization applied through an inflatable balloon attached to the distal end. |  |  |  | N | N | Eligible
CV | CV | LXN | Probe, Test, Heart-Valve | 1 |  | N | N |  | 870.45 | 4 |  |  |  |  | N | N | Eligible
CV | CV | MAB | Marker, Cardiopulmonary Bypass (Vein Marker) | 2 |  | N | N |  | 870.345 | 1 |  |  |  |  | N | N | Eligible
CV | CV | MAL | Graft, Vascular, Synthetic/Biologic Composite | 2 |  | N | N |  | 870.345 | 1 |  |  |  |  | Y | N | Eligible
CV | CV | MAV | Syringe, Balloon Inflation | 2 |  | N | Y |  | 870.165 | 1 |  |  |  |  | N | N | Eligible
CV | CV | MCW | Catheter, Peripheral, Atherectomy | 2 |  | N | Y |  | 870.4875 | 1 |  |  |  |  | N | N | Eligible
CV | CV | MFX | Vessel Guard Or Cover, To Facilitate Revision Surgeries | 2 |  | N | N |  | 870.347 | 1 | Wrap, patch, or cover intended to protect vessels from injury during surgery, with the secondary function of facilitating revision surgeries by providing a plane of dissection. |  |  |  | N | N | Eligible
CV | CV | MFY | Endothelial Cell Harvesting Kit | 2 |  | N | N |  | 870.4075 | 7 | This product code has been established in accordance with the may 20, 1997, guidance entitled, convenience kits interim regulatory guidance, found at www.Fda.Gov/cdrh/ode/convkit.Html. This type of convenience kit, as listed in the guidance above, is under enforcement discretion, and does not require a premarket notification (510(k)) to market if it meets all criteria in the guidance. | This product code has been established in accordance with the May 20, 1997, Guidance entitled, Convenience Kits Interim Regulatory Guidance, found at www.fda.gov/cdrh/ode/convkit.html. This type of convenience kit, as listed in the guidance above, is under enforcement discretion, and does not require a premarket notification (510(k)) to market if it meets all criteria in the guidance. | This product code has been established in accordance with the May 20, 1997, Guidance entitled, Convenience Kits Interim Regulatory Guidance, found at www.fda.gov/cdrh/ode/convkit.html. This type of convenience kit, as listed in the guidance above, is under enforcement discretion, and does not require a premarket notification (510(k)) to market if it meets all criteria in the guidance. | This product code has been established in accordance with the May 20, 1997, Guidance entitled, Convenience Kits Interim Regulatory Guidance, found at www.fda.gov/cdrh/ode/convkit.html. This type of convenience kit, as listed in the guidance above, is under enforcement discretion, and does not require a premarket notification (510(k)) to market if it meets all criteria in the guidance. | N | N | Eligible
CV | CV | MGZ | Valvulotome | 2 |  | N | Y |  | 870.4885 | 1 |  |  |  |  | N | N | Eligible
CV | CV | MHX | Monitor, Physiological, Patient(With Arrhythmia Detection Or Alarms) | 2 |  | N | N |  | 870.1025 | 1 |  |  |  |  | N | N | Eligible
CV | CV | MJJ | Cpb Check Valve, Retrograde Flow, In-Line | 2 |  | N | Y |  | 870.44 | 1 |  |  |  |  | N | N | Eligible
CV | CV | MJN | Catheter, Intravascular Occluding, Temporary | 2 |  | N | Y |  | 870.445 | 1 |  |  |  |  | N | N | Eligible
CV | CV | MKJ | Automated External Defibrillators (Non-Wearable) | 3 |  | N | N |  | 870.531 | 2 | This device is a non-wearable prescription use only aed. These are devices that include automated external defibrillation. Automated external defibrillators use external pad-type electrodes to sense, detect, classify and treat (with an electrical shock) ventricular fibrillation. These devices are intended to be used on suspected victims of sudden cardiac arrest. A person in cardiac arrest is unresponsive and is not breathing normally. The device can be sold with prescription only. |  |  |  | N | N | Ineligible
CV | CV | MLC | Monitor, St Segment | 2 |  | N | Y |  | 870.234 | 1 |  |  |  |  | N | N | Eligible
CV | CV | MLD | Monitor, St Segment With Alarm | 2 |  | N | N |  | 870.1025 | 1 |  |  |  |  | N | N | Eligible
CV | CV | MLN | Electrode, Electrocardiograph, Multi-Function | 2 |  | N | N |  | 870.236 | 4 |  |  |  |  | N | N | Eligible
CV | CV | MLO | Electrocardiograph, Ambulatory, With Analysis Algorithm | 2 |  | N | N |  | 870.28 | 1 |  |  |  |  | N | N | Eligible
CV | CV | MMX | Device, Percutaneous Retrieval | 2 |  | N | Y |  | 870.515 | 1 |  |  |  |  | N | N | Eligible
CV | CV | MNJ | Valve, Pressure Relief, Cardiopulmonary Bypass | 2 |  | N | N |  | 870.44 | 1 |  |  |  |  | N | N | Eligible
CV | CV | MOP | Rotator, Prosthetic Heart Valve | 1 |  | N | N |  | 870.3935 | 4 |  |  |  |  | N | N | Eligible
CV | CV | MPC | Atrial Defibrillator | 3 |  | N | N |  | 870.53 | 2 | Call for PMAs 12/26/96 (61 FR 50706 9/27/96)) Patients who are icd indicated and who have atrial tachyarrhythmias, or who are at risk of developing atrial tachyarrhythmias. |  |  |  | Y | Y | Ineligible
CV | CV | MPD | Auxiliary Power Supply (Ac Or Dc) For Low-Energy Dc-Defibrillator | 2 |  | N | N |  | 870.53 | 1 |  |  |  |  | N | Y | Eligible
CV | CV | MPE | Auxiliary Power Supply (Acor Dc) For External Transcutaneous Cardiac Pacemaker | 2 |  | N | N |  | 870.555 | 1 |  |  |  |  | N | Y | Eligible
CV | CV | MSX | System, Network And Communication, Physiological Monitors | 2 |  | N | N |  | 870.23 | 1 |  |  |  |  | N | Y | Eligible
CV | CV | MTD | Catheter, Intracardiac Mapping, High-Density Array | 2 |  | N | N |  | 870.122 | 1 |  |  |  |  | N | N | Eligible
CV | CV | MWI | Monitor, Physiological, Patient (Without Arrhythmia Detection Or Alarms) | 2 |  | N | Y |  | 870.23 | 1 |  |  |  |  | N | N | Eligible
CV | CV | MWJ | Electrocardiograph, Ambulatory (Without Analysis) | 2 |  | N | N |  | 870.28 | 1 |  |  |  |  | N | N | Eligible
CV | CV | MWS | Stabilizer, Heart | 1 |  | N | N |  | 870.45 | 4 |  |  |  |  | N | N | Eligible
CV | CV | MXC | Recorder, Event, Implantable Cardiac, (Without Arrhythmia Detection) | 2 |  | N | N |  | 870.28 | 1 |  |  |  |  | Y | N | Eligible
CV | CV | MXD | Recorder, Event, Implantable Cardiac, (With Arrhythmia Detection) | 2 |  | N | N |  | 870.1025 | 1 |  |  |  |  | Y | N | Eligible
CV | CV | MZY | Graft, Vascular, Stainless Steel Tunneler | 2 |  | N | N |  | 870.345 | 4 |  |  |  |  | N | N | Eligible
CV | CV | NFA | Temporary Coronary Saphenous Vein Bypass Graft For Embolic Protection | 2 |  | N | N |  | 870.125 | 1 |  |  |  |  | N | N | Eligible
CV | CV | NHW | Electrode, Pacing And Cardioversion, Temporary, Epicardial | 2 |  | N | N |  | 870.368 | 1 | The System is indicated for use in postoperative cardiac surgery patients who require temporary atrial or ventricular pacing/sensing and/or atrial cardioversion. Epicardial defibrillation electrodes can be implanted up to 7 days. |  |  |  | N | Y | Eligible
CV | CV | NKO | System, Balloon, Intra-Aortic And Control, Reprocessed | 3 |  | N | N |  | 870.3535 | 2 | Reprocessing validation data for this device type must be included in a 510(k) submission. (70 FR 56911, available at https://www.govinfo.gov/content/pkg/FR-2005-09-29/pdf/05-19510.pdf). |  |  |  | N | N | Ineligible
CV | CV | NKQ | Guidewire, Catheter, Reprocessed | 2 |  | N | N |  | 870.133 | 1 | Reprocessing validation data for this device type must be included in a 510(k) submission. (70 FR 56911, available at https://www.govinfo.gov/content/pkg/FR-2005-09-29/pdf/05-19510.pdf). |  |  |  | N | N | Eligible
CV | CV | NKR | System, Catheter Control, Reprocessed | 2 |  | N | Y |  | 870.129 | 1 | Reprocessing validation data for this device type must be included in a 510(k) submission. (70 FR 56911, available at https://www.govinfo.gov/content/pkg/FR-2005-09-29/pdf/05-19510.pdf). |  |  |  | N | N | Eligible
CV | CV | NKS | Catheter, Steerable, Reprocessed | 2 |  | N | Y |  | 870.128 | 1 | Reprocessing validation data for this device type must be included in a 510(k) submission. (70 FR 56911, available at https://www.govinfo.gov/content/pkg/FR-2005-09-29/pdf/05-19510.pdf). |  |  |  | N | N | Eligible
CV | CV | NKU | Injector And Syringe, Angiographic, Balloon Inflation, Reprocessed | 2 |  | N | Y |  | 870.165 | 1 |  |  |  |  | N | N | Eligible
CV | CV | NKW | Actuator, Syringe, For Injector, Reprocessed | 2 |  | N | Y |  | 870.167 | 1 | Reprocessing validation data for this device type must be included in a 510(k) submission. (70 FR 56911, available at https://www.govinfo.gov/content/pkg/FR-2005-09-29/pdf/05-19510.pdf). |  |  |  | N | N | Eligible
CV | CV | NLG | Catheter, Intracardiac Mapping, High-Density, Reprocessed | 2 |  | N | N |  | 870.122 | 1 | Reprocessing validation data for this device type must be included in a 510(k) submission. (70 FR 56911, available at https://www.govinfo.gov/content/pkg/FR-2005-09-29/pdf/05-19510.pdf). |  |  |  | N | N | Eligible
CV | CV | NLH | Catheter, Recording, Electrode, Reprocessed | 2 |  | N | N |  | 870.122 | 1 | Reprocessing validation data for this device type must be included in a 510(k) submission. (70 FR 56911, available at https://www.govinfo.gov/content/pkg/FR-2005-09-29/pdf/05-19510.pdf). |  |  |  | N | N | Eligible
CV | CV | NLI | Catheter, Angiography, Reprocessed | 2 |  | N | N |  | 870.12 | 1 | Reprocessing validation data for this device type must be included in a 510(k) submission. (70 FR 56911, available at https://www.govinfo.gov/content/pkg/FR-2005-09-29/pdf/05-19510.pdf). |  |  |  | N | N | Eligible
CV | CV | NLJ | Stripper, Vein, External, Reprocessed | 2 |  | N | N |  | 870.4885 | 1 | Reprocessing validation data for this device type must be included in a 510(k) submission. (70 FR 56911, available at https://www.govinfo.gov/content/pkg/FR-2005-09-29/pdf/05-19510.pdf). |  |  |  | N | N | Eligible
CV | CV | NMB | Catheter, Oximeter, Fiber Optic, Reprocessed | 2 |  | N | N |  | 870.123 | 1 | Reprocessing validation data for this device type must be included in a 510(k) submission. (70 FR 56911, available at https://www.govinfo.gov/content/pkg/FR-2005-09-29/pdf/05-19510.pdf). |  |  |  | N | N | Eligible
CV | CV | NMD | Oximeter, Tissue Saturation, Reprocessed | 2 |  | N | Y |  | 870.27 | 1 | Reprocessing validation data for this device type must be included in a 510(k) submission. (70 FR 56911, available at https://www.govinfo.gov/content/pkg/FR-2005-09-29/pdf/05-19510.pdf). |  |  |  | N | N | Eligible
CV | CV | NMF | Clamp, Vascular, Reprocessed | 2 |  | N | Y |  | 870.445 | 1 | Reprocessing validation data for this device type must be included in a 510(k) submission. (70 FR 56911, available at https://www.govinfo.gov/content/pkg/FR-2005-09-29/pdf/05-19510.pdf). |  |  |  | N | N | Ineligible
CV | CV | NMK | Trocar, Reprocessed | 2 |  | N | Y |  | 870.139 | 1 | Reprocessing validation data for this device type must be included in a 510(k) submission. (70 FR 56911, available at https://www.govinfo.gov/content/pkg/FR-2005-09-29/pdf/05-19510.pdf). |  |  |  | N | N | Eligible
CV | CV | NMM | Catheter, Angioplasty, Peripheral, Transluminal, Reprocessed | 2 |  | N | N |  | 870.125 | 1 | Reprocessing validation data for this device type must be included in a 510(k) submission. (70 FR 56911, available at https://www.govinfo.gov/content/pkg/FR-2005-09-29/pdf/05-19510.pdf) |  |  |  | N | N | Eligible
CV | CV | NPG | Catheter, Infusion, Syringe | 2 |  | N | N |  | 870.121 | 1 | To provide physician specified fluids both perivascular or intraluminal to the perivascular space. | catheter, needle | Catheter system that can perforate a vessel with the intent to deliver diagnostic or therapeutic fluids. | peripheral or coronary vessels | N | N | Ineligible
CV | CV | NPP | Reprocessed Blood Pressure Cuff | 2 |  | N | Y |  | 870.112 | 1 | The intended use for the reprocessed/reused blood pressure cuff is use in manual measurement and automatic non-invasive blood pressure monitoring by properly trained personnel. Complete inflation systems are designed for use with manometers during manual bp measurement. |  |  |  | N | N | Eligible
CV | CV | NQG | Stabilizer, Heart, Non-Compression, Reprocessed | 1 |  | N | Y |  | 870.45 | 1 | The device is used to stabilize, move, lift, and position the heart during cardiovascular surgery. Reprocessing validation data for this device type must be included in a 510(k) submission. (70 FR 56911, available at https://www.govinfo.gov/content/pkg/FR-2005-09-29/pdf/05-19510.pdf). |  |  |  | N | N | Eligible
CV | CV | NQH | Sensor, Pressure, Aneurysm, Implantable | 2 |  | N | N |  | 870.2855 | 1 | This device is intended to measure the pressure in the aneurysm sac during and after an endovascular procedure. |  |  |  | Y | N | Eligible
CV | CV | NSA | Over-The-Counter Automated External Defibrillator | 3 |  | N | N |  | 870.531 | 2 | Automated external defibrillators are devices that use external pad-type electrodes to sense, detect, classify and treat (with an electrical shock) ventricular fibrillation. These devices are intended to be used on suspected victims of sudden cardiac arrest. A person in cardiac arrest is unresponsive and is not breathing normally. The device can be sold over-the-counter without a prescription. The device is to be used on adults and children who are either > 8 years old or > 55 lbs. |  |  |  | N | Y | Ineligible
CV | CV | NTE | Temporary Carotid Catheter For Embolic Capture | 2 |  | N | N |  | 870.125 | 1 | This device is a single use percutaneous catheter system that is introduced into an artery through the skin using a guidewire. The catheter has an embolic capture filter or an occlusion balloon at the distal end. The filter or balloon can be placed either distally to the lesion or proximally depending on the design of the device and intended use. The filter or balloon is used to capture embolic material in a manner that may protect or prevent a stroke or other cerebral vascular sequelae. The embolic capture device is indicated for use as a guidewire and embolic protection system to contain and remove embolic material (thrombus/debris) while performing angioplasty and stenting procedures i |  |  |  | N | N | Eligible
CV | CV | NVM | Catheter, Angioplasty, Peripheral, Transluminal, Dual-Balloon | 2 |  | N | Y |  | 870.125 | 1 | Percutaneous transluminal angioplasty of peripheral vasculature exclusive of coronary arteries | Comprised of a catheter body with two concentric distal inflatable balloons. | Used independently for dilation or dilatation of diseased peripheral vasculature to restore blood flow | Peripheral vasculature exclusive of coronary arteries. | N | N | Eligible
CV | CV | NZE | Hyperthermia Monitor | 2 |  | N | Y |  | 870.59 | 1 | Intended to monitor and reduce a patient's temperature to mild hypothermia (not to go below 32 degrees celsius. To induce mild hypothermia in hyperthermic patients e.g., heat stroke, fever (excluding fever related to head injury, cardiac arrest, or other severe medical conditions). | Any application of external cooling methods (circulating water blankets/mattresses, circulating air blankets, cooling pads, cooling basins, etc.) | Any application of external cooling methods (circulating water blankets/mattresses, circulating air blankets, cooling pads, cooling basins, etc.) | Entire body surface | N | N | Eligible
CV | CV | OBI | Catheter, Pressure Monitoring, Cardiac | 2 |  | N | N |  | 870.12 | 1 | To measure pressure within the cardiovascular system. | Catheter with sensors. | The catheter uses sensors which directly measure the pressure. | Cardiovascular system. | N | N | Eligible
CV | CV | OBJ | Catheter, Ultrasound, Intravascular | 2 |  | N | N |  | 870.12 | 1 | For intracardiac and intraluminal visualization of cardiovascular anatomy and physiology. | Catheter with ultrasound sensors that is used with an imaging system to display ultrasound image. | Catheter with ultrasound sensors that is used with an imaging system to display ultrasound image. | Cardiovascular anatomy and physiology. | N | N | Eligible
CV | CV | OCH | Oximeter, Infrared, Sporting, Aviation | 2 |  | N | N |  | 870.27 | 7 | Solely for use with sporting and aviation activities. Intended to monitor heart rate during exercise. | sports watch that emits infrared | Non-invasive infrared | Circulatory pulse | N | N | Eligible
CV | CV | OED | Antimicrobial Blood Pressure Cuff | 2 |  | N | Y |  | 870.112 | 1 | Device is a replacement cuff to be used in conjunction with a non-invasive blood pressure monitor. Together the devices determine blood pressures and heart rate. This particular cuff contains an embedded antimicrobial. A blood pressure cuff is a device that has an inflatable bladder in an elastic sleeve(cuff) with a mechanism for inflating the bladder. The cuff is used to determine a subject's blood pressure. | The device is a typically a textile enfolded over an inflatable bladder. | The blood pressure cuff wraps around the subject's arm or wrist and the bladder is inflated. The pressure from the bladder occludes the artery. When the pressure is slowly released, the Korotkoff sounds or oscillometric wave form produced is interpreted as sytolic and diastolic blood pressures. | The cuff is placed either over the upper arm, wrist, or thigh. | N | N | Eligible
CV | CV | OEQ | Angiography/Angioplasty Kit | 2 |  | N | N |  | 870.165 | 7 | This product code has been established in accordance with the may 20, 1997, guidance entitled, convenience kits interim regulatory guidance, found at www.Fda.Gov/cdrh/ode/convkit.Html. This type of convenience kit, as listed in the guidance above, is under enforcement discretion, and does not require a premarket notification (510(k)) to market if it meets all criteria in the guidance. | This product code has been established in accordance with the May 20, 1997, Guidance entitled, Convenience Kits Interim Regulatory Guidance, found at www.fda.gov/cdrh/ode/convkit.html. This type of convenience kit, as listed in the guidance above, is under enforcement discretion, and does not require a premarket notification (510(k)) to market if it meets all criteria in the guidance. | This product code has been established in accordance with the May 20, 1997, Guidance entitled, Convenience Kits Interim Regulatory Guidance, found at www.fda.gov/cdrh/ode/convkit.html. This type of convenience kit, as listed in the guidance above, is under enforcement discretion, and does not require a premarket notification (510(k)) to market if it meets all criteria in the guidance. | This product code has been established in accordance with the May 20, 1997, Guidance entitled, Convenience Kits Interim Regulatory Guidance, found at www.fda.gov/cdrh/ode/convkit.html. This type of convenience kit, as listed in the guidance above, is under enforcement discretion, and does not require a premarket notification (510(k)) to market if it meets all criteria in the guidance. | N | N | Eligible
CV | CV | OER | Angioscopic Valvulotome Kit | 2 |  | N | N |  | 870.165 | 7 | This product code has been established in accordance with the may 20, 1997, guidance entitled, convenience kits interim regulatory guidance, found at www.Fda.Gov/cdrh/ode/convkit.Html. This type of convenience kit, as listed in the guidance above, is under enforcement discretion, and does not require a premarket notification (510(k)) to market if it meets all criteria in the guidance. | This product code has been established in accordance with the May 20, 1997, Guidance entitled, Convenience Kits Interim Regulatory Guidance, found at www.fda.gov/cdrh/ode/convkit.html. This type of convenience kit, as listed in the guidance above, is under enforcement discretion, and does not require a premarket notification (510(k)) to market if it meets all criteria in the guidance. | This product code has been established in accordance with the May 20, 1997, Guidance entitled, Convenience Kits Interim Regulatory Guidance, found at www.fda.gov/cdrh/ode/convkit.html. This type of convenience kit, as listed in the guidance above, is under enforcement discretion, and does not require a premarket notification (510(k)) to market if it meets all criteria in the guidance. | This product code has been established in accordance with the May 20, 1997, Guidance entitled, Convenience Kits Interim Regulatory Guidance, found at www.fda.gov/cdrh/ode/convkit.html. This type of convenience kit, as listed in the guidance above, is under enforcement discretion, and does not require a premarket notification (510(k)) to market if it meets all criteria in the guidance. | N | N | Eligible
CV | CV | OES | Cardiac Catheterization Kit | 2 |  | N | N |  | 870.12 | 7 | This product code has been established in accordance with the may 20, 1997, guidance entitled, convenience kits interim regulatory guidance, found at www.Fda.Gov/cdrh/ode/convkit.Html. This type of convenience kit, as listed in the guidance above, is under enforcement discretion, and does not require a premarket notification (510(k)) to market if it meets all criteria in the guidance. | This product code has been established in accordance with the May 20, 1997, Guidance entitled, Convenience Kits Interim Regulatory Guidance, found at www.fda.gov/cdrh/ode/convkit.html. This type of convenience kit, as listed in the guidance above, is under enforcement discretion, and does not require a premarket notification (510(k)) to market if it meets all criteria in the guidance. | This product code has been established in accordance with the May 20, 1997, Guidance entitled, Convenience Kits Interim Regulatory Guidance, found at www.fda.gov/cdrh/ode/convkit.html. This type of convenience kit, as listed in the guidance above, is under enforcement discretion, and does not require a premarket notification (510(k)) to market if it meets all criteria in the guidance. | This product code has been established in accordance with the May 20, 1997, Guidance entitled, Convenience Kits Interim Regulatory Guidance, found at www.fda.gov/cdrh/ode/convkit.html. This type of convenience kit, as listed in the guidance above, is under enforcement discretion, and does not require a premarket notification (510(k)) to market if it meets all criteria in the guidance. | N | N | Eligible
CV | CV | OET | Cardioplegia Solution Administration Kit | 2 |  | N | N |  | 870.424 | 7 | This product code has been established in accordance with the may 20, 1997, guidance entitled, convenience kits interim regulatory guidance, found at www.Fda.Gov/cdrh/ode/convkit.Html. This type of convenience kit, as listed in the guidance above, is under enforcement discretion, and does not require a premarket notification (510(k)) to market if it meets all criteria in the guidance. | This product code has been established in accordance with the May 20, 1997, Guidance entitled, Convenience Kits Interim Regulatory Guidance, found at www.fda.gov/cdrh/ode/convkit.html. This type of convenience kit, as listed in the guidance above, is under enforcement discretion, and does not require a premarket notification (510(k)) to market if it meets all criteria in the guidance. | This product code has been established in accordance with the May 20, 1997, Guidance entitled, Convenience Kits Interim Regulatory Guidance, found at www.fda.gov/cdrh/ode/convkit.html. This type of convenience kit, as listed in the guidance above, is under enforcement discretion, and does not require a premarket notification (510(k)) to market if it meets all criteria in the guidance. | This product code has been established in accordance with the May 20, 1997, Guidance entitled, Convenience Kits Interim Regulatory Guidance, found at www.fda.gov/cdrh/ode/convkit.html. This type of convenience kit, as listed in the guidance above, is under enforcement discretion, and does not require a premarket notification (510(k)) to market if it meets all criteria in the guidance. | N | N | Eligible
CV | CV | OEU | Cardiopulmonary Bypass Catheter Kit | 2 |  | N | N |  | 870.421 | 7 | This product code has been established in accordance with the may 20, 1997, guidance entitled, convenience kits interim regulatory guidance, found at www.Fda.Gov/cdrh/ode/convkit.Html. This type of convenience kit, as listed in the guidance above, is under enforcement discretion, and does not require a premarket notification (510(k)) to market if it meets all criteria in the guidance. | This product code has been established in accordance with the May 20, 1997, Guidance entitled, Convenience Kits Interim Regulatory Guidance, found at www.fda.gov/cdrh/ode/convkit.html. This type of convenience kit, as listed in the guidance above, is under enforcement discretion, and does not require a premarket notification (510(k)) to market if it meets all criteria in the guidance. | This product code has been established in accordance with the May 20, 1997, Guidance entitled, Convenience Kits Interim Regulatory Guidance, found at www.fda.gov/cdrh/ode/convkit.html. This type of convenience kit, as listed in the guidance above, is under enforcement discretion, and does not require a premarket notification (510(k)) to market if it meets all criteria in the guidance. | This product code has been established in accordance with the May 20, 1997, Guidance entitled, Convenience Kits Interim Regulatory Guidance, found at www.fda.gov/cdrh/ode/convkit.html. This type of convenience kit, as listed in the guidance above, is under enforcement discretion, and does not require a premarket notification (510(k)) to market if it meets all criteria in the guidance. | N | N | Eligible
CV | CV | OEX | Cardiovascular Catheter Sheath Introducer Kit | 2 |  | N | N |  | 870.134 | 7 | This product code has been established in accordance with the may 20, 1997, guidance entitled, convenience kits interim regulatory guidance, found at www.Fda.Gov/cdrh/ode/convkit.Html. This type of convenience kit, as listed in the guidance above, is under enforcement discretion, and does not require a premarket notification (510(k)) to market if it meets all criteria in the guidance. | This product code has been established in accordance with the May 20, 1997, Guidance entitled, Convenience Kits Interim Regulatory Guidance, found at www.fda.gov/cdrh/ode/convkit.html. This type of convenience kit, as listed in the guidance above, is under enforcement discretion, and does not require a premarket notification (510(k)) to market if it meets all criteria in the guidance. | This product code has been established in accordance with the May 20, 1997, Guidance entitled, Convenience Kits Interim Regulatory Guidance, found at www.fda.gov/cdrh/ode/convkit.html. This type of convenience kit, as listed in the guidance above, is under enforcement discretion, and does not require a premarket notification (510(k)) to market if it meets all criteria in the guidance. | This product code has been established in accordance with the May 20, 1997, Guidance entitled, Convenience Kits Interim Regulatory Guidance, found at www.fda.gov/cdrh/ode/convkit.html. This type of convenience kit, as listed in the guidance above, is under enforcement discretion, and does not require a premarket notification (510(k)) to market if it meets all criteria in the guidance. | N | N | Eligible
CV | CV | OEZ | Cardiovascular Procedure Kit | 2 |  | N | N |  | 870.12 | 7 | This product code has been established in accordance with the may 20, 1997, guidance entitled, convenience kits interim regulatory guidance, found at www.Fda.Gov/cdrh/ode/convkit.Html. This type of convenience kit, as listed in the guidance above, is under enforcement discretion, and does not require a premarket notification (510(k)) to market if it meets all criteria in the guidance. | This product code has been established in accordance with the May 20, 1997, Guidance entitled, Convenience Kits Interim Regulatory Guidance, found at www.fda.gov/cdrh/ode/convkit.html. This type of convenience kit, as listed in the guidance above, is under enforcement discretion, and does not require a premarket notification (510(k)) to market if it meets all criteria in the guidance. | This product code has been established in accordance with the May 20, 1997, Guidance entitled, Convenience Kits Interim Regulatory Guidance, found at www.fda.gov/cdrh/ode/convkit.html. This type of convenience kit, as listed in the guidance above, is under enforcement discretion, and does not require a premarket notification (510(k)) to market if it meets all criteria in the guidance. | This product code has been established in accordance with the May 20, 1997, Guidance entitled, Convenience Kits Interim Regulatory Guidance, found at www.fda.gov/cdrh/ode/convkit.html. This type of convenience kit, as listed in the guidance above, is under enforcement discretion, and does not require a premarket notification (510(k)) to market if it meets all criteria in the guidance. | N | N | Eligible
CV | CV | OFA | Cardiovascular Surgical Instruments Tray | 1 |  | N | N |  | 870.45 | 7 | This product code has been established in accordance with the may 20, 1997, guidance entitled, convenience kits interim regulatory guidance, found at www.Fda.Gov/cdrh/ode/convkit.Html. This type of convenience kit, as listed in the guidance above, is under enforcement discretion, and does not require a premarket notification (510(k)) to market if it meets all criteria in the guidance. | This product code has been established in accordance with the May 20, 1997, Guidance entitled, Convenience Kits Interim Regulatory Guidance, found at www.fda.gov/cdrh/ode/convkit.html. This type of convenience kit, as listed in the guidance above, is under enforcement discretion, and does not require a premarket notification (510(k)) to market if it meets all criteria in the guidance. | This product code has been established in accordance with the May 20, 1997, Guidance entitled, Convenience Kits Interim Regulatory Guidance, found at www.fda.gov/cdrh/ode/convkit.html. This type of convenience kit, as listed in the guidance above, is under enforcement discretion, and does not require a premarket notification (510(k)) to market if it meets all criteria in the guidance. | This product code has been established in accordance with the May 20, 1997, Guidance entitled, Convenience Kits Interim Regulatory Guidance, found at www.fda.gov/cdrh/ode/convkit.html. This type of convenience kit, as listed in the guidance above, is under enforcement discretion, and does not require a premarket notification (510(k)) to market if it meets all criteria in the guidance. | N | N | Eligible
CV | CV | OFB | Catheter Guide Wire Kit | 2 |  | N | N |  | 870.133 | 7 | This product code has been established in accordance with the May 20, 1997, guidance entitled, convenience kits interim regulatory guidance, found at http://www.fda.gov/downloads/MedicalDevices/DeviceRegulationandGuidance/GuidanceDocuments/ucm080217.pdf. This type of convenience kit, as listed in the guidance above, is under enforcement discretion, and does not require a premarket notification (510(k)) to market if it meets all criteria in the guidance. | This product code has been established in accordance with the May 20, 1997, guidance entitled, convenience kits interim regulatory guidance, found at http://www.fda.gov/downloads/MedicalDevices/DeviceRegulationandGuidance/GuidanceDocuments/ucm080217.pdf. This type of convenience kit, as listed in the guidance above, is under enforcement discretion, and does not require a premarket notification (510(k)) to market if it meets all criteria in the guidance. | This product code has been established in accordance with the May 20, 1997, guidance entitled, convenience kits interim regulatory guidance, found at http://www.fda.gov/downloads/MedicalDevices/DeviceRegulationandGuidance/GuidanceDocuments/ucm080217.pdf. This type of convenience kit, as listed in the guidance above, is under enforcement discretion, and does not require a premarket notification (510(k)) to market if it meets all criteria in the guidance. | This product code has been established in accordance with the May 20, 1997, guidance entitled, convenience kits interim regulatory guidance, found at http://www.fda.gov/downloads/MedicalDevices/DeviceRegulationandGuidance/GuidanceDocuments/ucm080217.pdf. This type of convenience kit, as listed in the guidance above, is under enforcement discretion, and does not require a premarket notification (510(k)) to market if it meets all criteria in the guidance. | N | N | Eligible
CV | CV | OFC | Catheter Introducer Kit | 2 |  | N | N |  | 870.134 | 7 | This product code has been established in accordance with the may 20, 1997, guidance entitled, convenience kits interim regulatory guidance, found at www.Fda.Gov/cdrh/ode/convkit.Html. This type of convenience kit, as listed in the guidance above, is under enforcement discretion, and does not require a premarket notification (510(k)) to market if it meets all criteria in the guidance. | This product code has been established in accordance with the May 20, 1997, Guidance entitled, Convenience Kits Interim Regulatory Guidance, found at www.fda.gov/cdrh/ode/convkit.html. This type of convenience kit, as listed in the guidance above, is under enforcement discretion, and does not require a premarket notification (510(k)) to market if it meets all criteria in the guidance. | This product code has been established in accordance with the May 20, 1997, Guidance entitled, Convenience Kits Interim Regulatory Guidance, found at www.fda.gov/cdrh/ode/convkit.html. This type of convenience kit, as listed in the guidance above, is under enforcement discretion, and does not require a premarket notification (510(k)) to market if it meets all criteria in the guidance. | This product code has been established in accordance with the May 20, 1997, Guidance entitled, Convenience Kits Interim Regulatory Guidance, found at www.fda.gov/cdrh/ode/convkit.html. This type of convenience kit, as listed in the guidance above, is under enforcement discretion, and does not require a premarket notification (510(k)) to market if it meets all criteria in the guidance. | N | N | Eligible
CV | CV | OFD | Catheter Introducer Kit | 2 |  | N | N |  | 870.134 | 7 | This product code has been established in accordance with the may 20, 1997, guidance entitled, convenience kits interim regulatory guidance, found at www.Fda.Gov/cdrh/ode/convkit.Html. The convenience kit, as listed in the guidance above, is under enforcement discretion, and does not require a premarket notification (510(k)) to market if it meets all criteria in the guidance. | This product code has been established in accordance with the May 20, 1997, Guidance entitled, Convenience Kits Interim Regulatory Guidance, found at www.fda.gov/cdrh/ode/convkit.html. The convenience kit, as listed in the guidance above, is under enforcement discretion, and does not require a premarket notification (510(k)) to market if it meets all criteria in the guidance. | This product code has been established in accordance with the May 20, 1997, Guidance entitled, Convenience Kits Interim Regulatory Guidance, found at www.fda.gov/cdrh/ode/convkit.html. The convenience kit, as listed in the guidance above, is under enforcement discretion, and does not require a premarket notification (510(k)) to market if it meets all criteria in the guidance. | This product code has been established in accordance with the May 20, 1997, Guidance entitled, Convenience Kits Interim Regulatory Guidance, found at www.fda.gov/cdrh/ode/convkit.html. The convenience kit, as listed in the guidance above, is under enforcement discretion, and does not require a premarket notification (510(k)) to market if it meets all criteria in the guidance. | N | N | Eligible
CV | CV | OFE | Central Venous Blood Pressure Kit | 2 |  | Y | N |  | 870.114 | 7 | This product code has been established in accordance with the may 20, 1997, guidance entitled, convenience kits interim regulatory guidance, found at www.Fda.Gov/cdrh/ode/convkit.Html. This type of convenience kit, as listed in the guidance above, is under enforcement discretion, and does not require a premarket notification (510(k)) to market if it meets all criteria in the guidance. | This product code has been established in accordance with the May 20, 1997, Guidance entitled, Convenience Kits Interim Regulatory Guidance, found at www.fda.gov/cdrh/ode/convkit.html. This type of convenience kit, as listed in the guidance above, is under enforcement discretion, and does not require a premarket notification (510(k)) to market if it meets all criteria in the guidance. | This product code has been established in accordance with the May 20, 1997, Guidance entitled, Convenience Kits Interim Regulatory Guidance, found at www.fda.gov/cdrh/ode/convkit.html. This type of convenience kit, as listed in the guidance above, is under enforcement discretion, and does not require a premarket notification (510(k)) to market if it meets all criteria in the guidance. | This product code has been established in accordance with the May 20, 1997, Guidance entitled, Convenience Kits Interim Regulatory Guidance, found at www.fda.gov/cdrh/ode/convkit.html. This type of convenience kit, as listed in the guidance above, is under enforcement discretion, and does not require a premarket notification (510(k)) to market if it meets all criteria in the guidance. | N | N | Eligible
CV | CV | OFF | Central Venous Catheter Tray | 2 |  | N | N |  | 870.114 | 7 | This product code has been established in accordance with the may 20, 1997, guidance entitled, convenience kits interim regulatory guidance, found at www.Fda.Gov/cdrh/ode/convkit.Html. This type of convenience kit, as listed in the guidance above, is under enforcement discretion, and does not require a premarket notification (510(k)) to market if it meets all criteria in the guidance. | This product code has been established in accordance with the May 20, 1997, Guidance entitled, Convenience Kits Interim Regulatory Guidance, found at www.fda.gov/cdrh/ode/convkit.html. This type of convenience kit, as listed in the guidance above, is under enforcement discretion, and does not require a premarket notification (510(k)) to market if it meets all criteria in the guidance. | This product code has been established in accordance with the May 20, 1997, Guidance entitled, Convenience Kits Interim Regulatory Guidance, found at www.fda.gov/cdrh/ode/convkit.html. This type of convenience kit, as listed in the guidance above, is under enforcement discretion, and does not require a premarket notification (510(k)) to market if it meets all criteria in the guidance. | This product code has been established in accordance with the May 20, 1997, Guidance entitled, Convenience Kits Interim Regulatory Guidance, found at www.fda.gov/cdrh/ode/convkit.html. This type of convenience kit, as listed in the guidance above, is under enforcement discretion, and does not require a premarket notification (510(k)) to market if it meets all criteria in the guidance. | N | N | Eligible
CV | CV | OFG | Ct Biopsy Tray | 2 |  | N | N |  | 870.4075 | 7 | This product code has been established in accordance with the may 20, 1997, guidance entitled, convenience kits interim regulatory guidance, found at www.Fda.Gov/cdrh/ode/convkit.Html. This type of convenience kit, as listed in the guidance above, is under enforcement discretion, and does not require a premarket notification (510(k)) to market if it meets all criteria in the guidance. | This product code has been established in accordance with the May 20, 1997, Guidance entitled, Convenience Kits Interim Regulatory Guidance, found at www.fda.gov/cdrh/ode/convkit.html. This type of convenience kit, as listed in the guidance above, is under enforcement discretion, and does not require a premarket notification (510(k)) to market if it meets all criteria in the guidance. | This product code has been established in accordance with the May 20, 1997, Guidance entitled, Convenience Kits Interim Regulatory Guidance, found at www.fda.gov/cdrh/ode/convkit.html. This type of convenience kit, as listed in the guidance above, is under enforcement discretion, and does not require a premarket notification (510(k)) to market if it meets all criteria in the guidance. | This product code has been established in accordance with the May 20, 1997, Guidance entitled, Convenience Kits Interim Regulatory Guidance, found at www.fda.gov/cdrh/ode/convkit.html. This type of convenience kit, as listed in the guidance above, is under enforcement discretion, and does not require a premarket notification (510(k)) to market if it meets all criteria in the guidance. | N | N | Eligible
CV | CV | OFH | Digital Angiography Tray | 2 |  | N | N |  | 870.165 | 7 | This product code has been established in accordance with the may 20, 1997, guidance entitled, convenience kits interim regulatory guidance, found at www.Fda.Gov/cdrh/ode/convkit.Html. This type of convenience kit, as listed in the guidance above, is under enforcement discretion, and does not require a premarket notification (510(k)) to market if it meets all criteria in the guidance. | This product code has been established in accordance with the May 20, 1997, Guidance entitled, Convenience Kits Interim Regulatory Guidance, found at www.fda.gov/cdrh/ode/convkit.html. This type of convenience kit, as listed in the guidance above, is under enforcement discretion, and does not require a premarket notification (510(k)) to market if it meets all criteria in the guidance. | This product code has been established in accordance with the May 20, 1997, Guidance entitled, Convenience Kits Interim Regulatory Guidance, found at www.fda.gov/cdrh/ode/convkit.html. This type of convenience kit, as listed in the guidance above, is under enforcement discretion, and does not require a premarket notification (510(k)) to market if it meets all criteria in the guidance. | This product code has been established in accordance with the May 20, 1997, Guidance entitled, Convenience Kits Interim Regulatory Guidance, found at www.fda.gov/cdrh/ode/convkit.html. This type of convenience kit, as listed in the guidance above, is under enforcement discretion, and does not require a premarket notification (510(k)) to market if it meets all criteria in the guidance. | N | N | Eligible
CV | CV | OFI | Laser Blood Flow Kit | 2 |  | N | N |  | 870.212 | 7 | This product code has been established in accordance with the may 20, 1997, guidance entitled, convenience kits interim regulatory guidance, found at www.Fda.Gov/cdrh/ode/convkit.Html. This type of convenience kit, as listed in the guidance above, is under enforcement discretion, and does not require a premarket notification (510(k)) to market if it meets all criteria in the guidance. | This product code has been established in accordance with the May 20, 1997, Guidance entitled, Convenience Kits Interim Regulatory Guidance, found at www.fda.gov/cdrh/ode/convkit.html. This type of convenience kit, as listed in the guidance above, is under enforcement discretion, and does not require a premarket notification (510(k)) to market if it meets all criteria in the guidance. | This product code has been established in accordance with the May 20, 1997, Guidance entitled, Convenience Kits Interim Regulatory Guidance, found at www.fda.gov/cdrh/ode/convkit.html. This type of convenience kit, as listed in the guidance above, is under enforcement discretion, and does not require a premarket notification (510(k)) to market if it meets all criteria in the guidance. | This product code has been established in accordance with the May 20, 1997, Guidance entitled, Convenience Kits Interim Regulatory Guidance, found at www.fda.gov/cdrh/ode/convkit.html. This type of convenience kit, as listed in the guidance above, is under enforcement discretion, and does not require a premarket notification (510(k)) to market if it meets all criteria in the guidance. | N | N | Eligible
CV | CV | OFJ | Lead Introducer Kit | 2 |  | N | N |  | 870.134 | 7 | This product code has been established in accordance with the may 20, 1997, guidance entitled, convenience kits interim regulatory guidance, found at www.Fda.Gov/cdrh/ode/convkit.Html. This type of convenience kit, as listed in the guidance above, is under enforcement discretion, and does not require a premarket notification (510(k)) to market if it meets all criteria in the guidance. | This product code has been established in accordance with the May 20, 1997, Guidance entitled, Convenience Kits Interim Regulatory Guidance, found at www.fda.gov/cdrh/ode/convkit.html. This type of convenience kit, as listed in the guidance above, is under enforcement discretion, and does not require a premarket notification (510(k)) to market if it meets all criteria in the guidance. | This product code has been established in accordance with the May 20, 1997, Guidance entitled, Convenience Kits Interim Regulatory Guidance, found at www.fda.gov/cdrh/ode/convkit.html. This type of convenience kit, as listed in the guidance above, is under enforcement discretion, and does not require a premarket notification (510(k)) to market if it meets all criteria in the guidance. | This product code has been established in accordance with the May 20, 1997, Guidance entitled, Convenience Kits Interim Regulatory Guidance, found at www.fda.gov/cdrh/ode/convkit.html. This type of convenience kit, as listed in the guidance above, is under enforcement discretion, and does not require a premarket notification (510(k)) to market if it meets all criteria in the guidance. | N | N | Eligible
CV | CV | OFK | Percutaneous Atrial Catheter Kit | 2 |  | N | N |  | 870.125 | 7 | This product code has been established in accordance with the may 20, 1997, guidance entitled, convenience kits interim regulatory guidance, found at www.Fda.Gov/cdrh/ode/convkit.Html. This type of convenience kit, as listed in the guidance above, is under enforcement discretion, and does not require a premarket notification (510(k)) to market if it meets all criteria in the guidance. | This product code has been established in accordance with the May 20, 1997, Guidance entitled, Convenience Kits Interim Regulatory Guidance, found at www.fda.gov/cdrh/ode/convkit.html. This type of convenience kit, as listed in the guidance above, is under enforcement discretion, and does not require a premarket notification (510(k)) to market if it meets all criteria in the guidance. | This product code has been established in accordance with the May 20, 1997, Guidance entitled, Convenience Kits Interim Regulatory Guidance, found at www.fda.gov/cdrh/ode/convkit.html. This type of convenience kit, as listed in the guidance above, is under enforcement discretion, and does not require a premarket notification (510(k)) to market if it meets all criteria in the guidance. | This product code has been established in accordance with the May 20, 1997, Guidance entitled, Convenience Kits Interim Regulatory Guidance, found at www.fda.gov/cdrh/ode/convkit.html. This type of convenience kit, as listed in the guidance above, is under enforcement discretion, and does not require a premarket notification (510(k)) to market if it meets all criteria in the guidance. | N | N | Eligible
CV | CV | OFL | Percutaneous Sheath Introducer Kit | 2 |  | N | N |  | 870.134 | 7 | This product code has been established in accordance with the may 20, 1997, guidance entitled, convenience kits interim regulatory guidance, found at www.Fda.Gov/cdrh/ode/convkit.Html. This type of convenience kit, as listed in the guidance above, is under enforcement discretion, and does not require a premarket notification (510(k)) to market if it meets all criteria in the guidance. | This product code has been established in accordance with the May 20, 1997, Guidance entitled, Convenience Kits Interim Regulatory Guidance, found at www.fda.gov/cdrh/ode/convkit.html. This type of convenience kit, as listed in the guidance above, is under enforcement discretion, and does not require a premarket notification (510(k)) to market if it meets all criteria in the guidance. | This product code has been established in accordance with the May 20, 1997, Guidance entitled, Convenience Kits Interim Regulatory Guidance, found at www.fda.gov/cdrh/ode/convkit.html. This type of convenience kit, as listed in the guidance above, is under enforcement discretion, and does not require a premarket notification (510(k)) to market if it meets all criteria in the guidance. | This product code has been established in accordance with the May 20, 1997, Guidance entitled, Convenience Kits Interim Regulatory Guidance, found at www.fda.gov/cdrh/ode/convkit.html. This type of convenience kit, as listed in the guidance above, is under enforcement discretion, and does not require a premarket notification (510(k)) to market if it meets all criteria in the guidance. | N | N | Eligible
CV | CV | OFN | Winged Intravenous Catheterization Kit | 2 |  | N | N |  | 870.12 | 7 | This product code has been established in accordance with the may 20, 1997, guidance entitled, convenience kits interim regulatory guidance, found at www.Fda.Gov/cdrh/ode/convkit.Html. This type of convenience kit, as listed in the guidance above, is under enforcement discretion, and does not require a premarket notification (510(k)) to market if it meets all criteria in the guidance. | This product code has been established in accordance with the May 20, 1997, Guidance entitled, Convenience Kits Interim Regulatory Guidance, found at www.fda.gov/cdrh/ode/convkit.html. This type of convenience kit, as listed in the guidance above, is under enforcement discretion, and does not require a premarket notification (510(k)) to market if it meets all criteria in the guidance. | This product code has been established in accordance with the May 20, 1997, Guidance entitled, Convenience Kits Interim Regulatory Guidance, found at www.fda.gov/cdrh/ode/convkit.html. This type of convenience kit, as listed in the guidance above, is under enforcement discretion, and does not require a premarket notification (510(k)) to market if it meets all criteria in the guidance. | This product code has been established in accordance with the May 20, 1997, Guidance entitled, Convenience Kits Interim Regulatory Guidance, found at www.fda.gov/cdrh/ode/convkit.html. This type of convenience kit, as listed in the guidance above, is under enforcement discretion, and does not require a premarket notification (510(k)) to market if it meets all criteria in the guidance. | N | N | Eligible
CV | CV | OGZ | Catheter, Intravascular, Plaque Morphology Evaluation | 2 |  | N | N |  | 870.12 | 1 | Catheter used for delivery of a sensing modality to a coronary or peripheral artery region for determination of atherosclerotic plaque characteristics. For examination of morphologic features of coronary or peripheral artery lesions or plaques. | Flexible intravascular catheter with plaque diagnostic modality at the tip. | The device is inserted into the arterial segment of interest, and using its sensing technology, obtains information on the characteristics of the arterial wall. The characteristics are captured digitally and filtered with a software algorithm, and the arterial wall and lesion characteristics are presented to the user via a user interface. | Coronary or peripheral arteries. | N | N | Eligible
CV | CV | OKR | Ventricular Bypass (Assist) Device | 3 |  | N | N |  | 870.3545 | 2 | A ventricular bypass (assist) device is a device that assists the left or right ventricle in maintaining circulatory blood flow for <6 hours. The device is either totally or partially implanted in the body. | A ventricular bypass (assist) device is a device that assists the left or right ventricle in maintaining circulatory blood flow for < 6 hours. The device is either totally or partially implanted in the body. | A ventricular bypass (assist) device is a device that assists the left or right ventricle in maintaining circulatory blood flow for < 6 hours. The device is either totally or partially implanted in the body. | A ventricular bypass (assist) device is a device that assists the left or right ventricle in maintaining circulatory blood flow for < 6 hours. The device is either totally or partially implanted in the body. | N | N | Eligible
CV | CV | OMH | Pericardial Patch To Facilitate Revision Surgeries | 2 |  | N | N |  | 870.347 | 1 | Pericardial patch or pledget with the secondary function of facilitating revision surgeries by providing a plane of dissection. Does not include devices whose primary purpose is to minimize the incidence or severity of adhesion formation as a result of cardiac surgery. | Sheet or film | Surgical implant | Cardiac structures | Y | Y | Eligible
CV | CV | OMR | Vessel Guard Or Cover | 2 |  | N | N |  | 870.347 | 1 | These device types do not include devices whose primary purpose is to minimize the incidence or severity of adhesion formation as a result of vascular surgery. Intended to protect vessels from injury during surgery (not to be confused with wraps, patches or covers intended to facilitate revision surgeries). Indicated to wrap, patch, or cover intended to cover blood vessels. | a 2-dimensional material | The material is cut to size, then laid over a blood vessel and sutured/tacked into nearby tissue to keep it from migrating | over a blood vessel, typically the aorta during anterior vertebral surgery | Y | N | Eligible
CV | CV | OMZ | Pulmonary (Pulmonic) Valvuloplasty Catheters/Percutaneous Valvuloplasty Catheter | 2 |  | N | N |  | 870.125 | 1 | Catheter is used for Percutaneous Transluminal or balloon Valvuloplasty (PTV) of the pulmonary (pulmonic) valve. Used on patients with isolated pulmonary stenosis and also on patients with valvular pulmonary stenosis with other minor congenital heart disease that does not require surgical intervention. | The device is a catheter with a balloon tip. | Catheter contains a ballon at the distal end of the shaft. The catheter is inserted into the body and directed towards the pulmonary valve. Once the catheter is placed in the valve, the balloon is expanded which compresses and/or breaks the material causing stenosis. | The target area is the pulmonary valve of the heart. | N | N | Eligible
CV | CV | ORD | Optical Coherence Tomography, Intravascular Catheter | 2 |  | N | N |  | 870.12 | 1 | For intravascular visualization of the coronary vessel lumen and wall in patients who are candidates for transluminal interventional procedures. | A flexible intravascular catheter provides optical delivery and sensing of laser light to produce images of the vessel lumen and wall on its associated imaging system using optical coherence tomography technology. | A flexible intravascular catheter provides optical delivery and sensing of laser light to produce images of the vessel lumen and wall on its associated imaging system using optical coherence tomography technology. | Coronary vasculature | N | N | Eligible
CV | CV | OTD | Endovascular Suturing System | 2 |  | N | N |  | 870.346 | 1 | Provides fixation and sealing between and endovascular graft and the native artery. | The system is comprised of the implant device and an endovascular delivery device used to implant the endovascular suture. | Uses a metallic implant, delivered through a catheter-based system, to affix the material of an endovascular graft to native vessel | The implant is to be placed at the proximal end of an aortic aneurysm. | Y | N | Eligible
CV | CV | OVJ | Pulse Generator, External Pacemaker, Dual Chamber | 2 |  | N | N |  | 870.36 | 1 | A dual chamber external pacemaker is intended to provide temporary dual chamber cardiac pacing as a substitute for the heart's intrinsic pacing system until a permanent pacemaker can be implanted, or to control irregular heartbeats following cardiac surgery or a myocardial infarction. | A system generally includes the pulse generator, extension cables, and adaptors. The pulse generator has a power supply and electronic components capable of data input, data output, and data processing. | The device is used with either an endocardial (transluminal) or epicardial cardiac pacing leads system to deliver a period electrical pulse which stimulates the heart. | This device is used in the right atrium and right ventricle only. | N | Y | Ineligible
CV | CV | OWQ | Reprocessed Intravascular Ultrasound Catheter | 2 |  | N | N |  | 870.12 | 1 | For intracardiac and intraluminal visualization of cardiovascular anatomy and physiology. | Catheter with ultrasound sensors that is used with an imaging system to display ultrasound image. | Catheter with ultrasound sensors that is used with an imaging system to display ultrasound image. | Cardiovascular anatomy and physiology. | N | N | Eligible
CV | CV | OZT | Balloon Aortic Valvuloplasty | 2 |  | N | N |  | 870.1255 | 1 | A balloon aortic valvuloplasty catheter is indicated for balloon valvuloplasty of the aortic valve. | Generally, a balloon aortic valvuloplasty catheter is a coaxial catheter comprised of outer and inner layers. The catheter features a molded proximal end bifurcated with two distinct luminal passages. The inflation lumen terminates into a distally mounted balloon made of polyamide. Upon reaching a specified pressure, the waist will expand to the rated balloon diameter and dilate the valve to the rated diameter. | The catheter is inserted into the body and directed towards the aortic valve. Once the catheter is placed in the valve, the balloon is expanded which compresses and/or breaks the material causing stenosis. | The aortic valve of the heart. | N | N | Eligible
CV | CV | PAL | Pulmonic Replacement Heart Valve |  |  | N | N |  | 870.3925 | 6 | For open surgical replacement of malfunctioning pulmonic heart valve. | Animal tissue valve that has three leaflets and a ring of either tissue or fabric (called the sewing ring) that accepts sutures for sewing into the patient's annulus. | after being sewn into annulus, the leaflets open and close at appropriate periods in the heart beat cycle to control the flow of blood. | Sutured into the heart in the location where the native pulmonic valve used to reside (pulmonic valve annulus). | Y | Y | Eligible
CV | CV | PAW | Nonabsorbable Expanded Polytetrafluoroethylene Surgical Suture For Chordae Tendinae Repair Or Replacement | 2 |  | N | N |  | 870.347 | 1 | To repair or replace chordae tendinae. | Nonabsorbable expanded polytetrafluoroethylene (ePTFE) surgical suture is a monofilament, nonabsorbable, sterile, flexible thread prepared from ePTFE and is intended for use in repair or replacement of chordae tendinae. It may be undyed or dyed with an approved color additive and may be provided with or without an attached needle(s). | provides tension between the papilary muscles and valve leaflets to prevent valve leaflet prolapse by restoring natural function of the chordae tendinae. | Mitral and Tricuspid valve apparatus. | Y | Y | Eligible
CV | CV | PCK | Pediatric Ventricular Assist Device |  |  | N | N |  | 870.3545 | 6 | A ventricular assist device (VAD) assists the left or right ventricle in maintaining circulatory blood flow. The device is either totally or partially implanted in the body. | Ventricular assist devices may come in many shapes (depending on pulsatile or continuous flow, and mechanism of function) and sizes (depending on size of the patient). They utilize different functions to achieve replacement of the primary function of the ventricle. Generally, the pump itself has both plastic and metal components. Cannulae/catheters attaching to the ventricles and/or arteries are made of plastic. In addition to the pump, the system also generally has a driver where the pump function (speed, pressure, etc.) can be monitored and controlled. | Uses mechanical means to replace function of the left and/or right ventricles. For left ventricular support, blood is pumped from the left ventricle to the aortic arch. For right ventricular support, blood is pumped from the right ventricle to the pulmonary arteries. | Heart; Cardiovascular System | Y | Y | Ineligible
CV | CV | PDU | Catheter For Crossing Total Occlusions | 2 |  | N | N |  | 870.125 | 1 | To facilitate the intraluminal placement of conventional guidewires beyond stenotic lesions (including subchronic and chronic total occlusions) in the peripheral vasculature prior to further percutaneous intervention, such as angioplasty, atherectomy or stent placement. | Peripheral catheter | Creates narrow channel in occlusion to allow for guidewire placement for further percutaneous intervention, such as angioplasty, atherectomy or stent placement. | Peripheral vasculature | N | N | Eligible
CV | CV | PFA | Non-Invasive Central Venous Manometer | 2 |  | N | N |  | 870.114 | 1 | Measures the central venous blood pressure (CVP) non-invasively at the superior vena cava (right heart) based on near infrared spectroscopy (NIRS) technology. | display unit, sensor cable, and adhesive sensor patches | Uses near infrared spectroscopy (NIRS) technology to measure blood flow between the neck location and the reference location | Applied to skin on neck to measure CVP | N | N | Eligible
CV | CV | PFY | Low Patient Acuity Monitoring System | 2 |  | N | N |  | 870.23 | 1 | For non-continuous central monitoring of patient parameters, including cardiac parameters, in low risk patients. | electronic software-driven monitor | Electronic display at a central monitoring station of monitoring data from patient sensors. | involves cardiac sensing and other sensor locations on the body | N | N | Eligible
CV | CV | PJA | Coronary Vascular Physiologic Simulation Software | 2 |  | N | N |  | 870.1415 | 1 | A coronary vascular physiologic simulation software device is intended to aid in the identification of functionally significant cardiovascular disease. | Software | Performs offline analysis of pre-existing imaging data to simulate blood flow in the coronary vasculature. | Coronary Vasculature | N | N | Ineligible
CV | CV | PJB | Catheter Remote Control System | 2 |  | N | N |  | 870.57 | 1 | A steerable cardiac ablation catheter remote control system is a device that is external to the body and interacts with the manual handle of a steerable cardiac ablation catheter to remotely control the advancement, retraction, rotation, and deflection of a steerable ablation catheter used for the treatment of cardiac arrhythmias in the right side of the heart. The device allows reversion to manual control of the steerable cardiac ablation catheter without withdrawal of the catheter and interruption of the procedure. | Consists of non-sterile, reusable components including the remote catheter system (sled, track, and turret), a hard-wired remote control, a bridge support with rail and frame, as well as a sterile, single use docking station and spreader to interface with compatible, commercially available ablation catheters. Additional sterile, single-use accessory items (sterile cover and track kits) are used to maintain a sterile field during device use. | Uses electronic stepper motors to operate the manual handle of a steerable cardiac ablation catheter to remotely control its advancement, retraction, rotation, and deflection. The system does not use software or decision logic to control the catheter and does not provide any diagnostic or visual information or therapy by itself. Physicians use standard fluoroscopy to visualize the movement and placement of the catheter in the same way they would for a manual catheter procedure. However, remote control of the catheter allows the physician the choice to be positioned outside of the fluoroscopy radiation field. | Right atrium | N | N | Eligible
CV | CV | PLA | Esophageal Thermal Regulation And Gastric Suctioning Device | 2 |  | N | Y |  | 870.591 | 1 | The device is used to control a patient's temperature, while simultaneously maintaining access to the stomach to allow gastric decompression and drainage. | The device is a tube with three lumens made of standard medical-grade silicone. A connector allows the device to interface with an external controller, and another connector connects to wall suction. | The device is inserted into the esophagus, and is attached to an external controller that provides heated or cooled water, which flows in a closed loop through two lumens. A third central lumen connects to wall suction for gastric decompression/suctioning. | The device is inserted into the esophagus and the tip reaches the stomach. The entire body is affected by the temperature of the fluid flowing through the device. | N | N | Eligible
CV | CV | PLB | Multivariate Vital Signs Index | 2 |  | N | N |  | 870.23 | 1 | Automated calculation of a summary index (or indices) based on several individual measured vital sign inputs. | software/firmware | Collects measured parameter inputs and automates the calculation of a summary index based on those parameters | Various | N | N | Eligible
CV | CV | PMJ | Cpr Aid Feedback Device (No Software) | 2 |  | N | N |  | 870.521 | 4 | Provides real-time feedback to the rescuer regarding the quality of CPR being delivered to the victim, and provides either audio and/or visual information to encourage the rescuer to continue the consistent application of effective manual CPR in accordance with current accepted CPR guidelines | An external device generally placed on or near the subject/victim and provides audio and/or visual feedback to the rescuer. | Mechanical or electro-mechanical. No software. | Chest - skin contact. | N | N | Eligible
CV | CV | PMK | Cpr Aid Device Without Feedback | 1 |  | N | N |  | 870.521 | 4 | A device that performs a simple function such as proper hand placement and/or simple prompting for rate and/or timing of compressions/breathing for the professionally trained rescuer, but offers no feedback related to the quality of the CPR being provided. These devices are intended for use by persons professionally trained in CPR to assure proper use and the delivery of optimal CPR to the victim. | External device that provides audio and/or visual prompting of rate and/or ventilation and/or proper placement of hands for CPR, in accordance with current CPR Guidelines. | mechanical, electro-mechanical, software can be included. Prompting only - no real-time feedback related to the CPR being performed. | Near rescuer (non patient contact) on chest - skin contact. | N | N | Eligible
CV | CV | PNE | Reprocessed Catheter Introducer | 2 |  | N | N |  | 870.134 | 1 | Introduce various cardiovascular catheters into the heart and cardiovascular system | Sheath with lumen(s). Polymer-based shaft material for both introducer and dilator. Reprocessed device. | The devices navigate to the target location and facilitate the introduction of cardiovascular catheters to the target location. | Heart and vasculature (coronary and peripheral) | N | N | Eligible
CV | CV | PNJ | Leadless Pacemaker | 3 |  | N | N |  | 870.361 | 2 | To treat bradycardia (slow heartbeats) with right atrial and/or right ventricular pacing therapy as necessary. | TBD | TBD | TBD | Y | Y | Ineligible
CV | CV | PNO | Catheter, Percutaneous, Cutting/Scoring | 2 |  | N | N |  | 870.125 | 1 | To reduce vascular stenosis by dilatation and apposition of the cutting/scoring surfaces to the stenotic material | Cutting/scoring catheters are usually comprised of flexible polymers for the catheter body and a compliant polymer for the balloon. The cutting/scoring elements are usually metal. | The device is typically placed using a guidewire and guiding catheter. The active end is typically expanded and the cutting/scoring surfaces are apposed to the vessel wall to cause cracking or breaking of the stenosis. | Peripheral arteries and arteriovenous dialysis fistulae | N | N | Eligible
CV | CV | PNQ | Apical Closure Device | 2 |  | N | N |  | 870.451 | 1 | This device is intended for closure of cardiac apical tissue. | The device is composed of a suture and polymeric anchor system that is placed in cardiac apical tissue using a delivery system. | This device deploys an anchor and suture system into cardiac apical tissue to form an operative window through which apical access can be gained. The device is also used to close the opening. | Cardiac apical tissue | Y | N | Eligible
CV | CV | PNS | Short-Term Intravascular Filter Catheter | 2 |  | N | N |  | 870.3375 | 1 | For short-term prevention of pulmonary embolism (PE) | Filter attached to a catheter | Mechanically filters the bloodstream to capture blood clots | Peripheral vasculature (vein), inferior vena cava (IVC) | Y | N | Eligible
CV | CV | PPN | Percutaneous Catheter, Ultrasound | 2 |  | N | N |  | 870.125 | 1 | Intended for ultrasound wave enhanced balloon dilatation of lesions, including calcified lesions, in the peripheral vasculature. | Catheters that deliver electro-mechanical energy to a blood vessel via a catheter which is connected via a cable to a generator. | Delivered through the peripheral arterial system. Use of shockwave to disrupt plaque or blood clot. | Peripheral Vasculature | N | N | Eligible
CV | CV | PPS | Sleeve, Head And Neck, Compressible | 2 |  | N | Y |  | 870.58 | 1 | Intended to move excess fluid from the target area to another area of the body. | The device consists of fabric garments, which may be filled with air chambers, that are designed to wrap around the head, face, and/or neck and apply compression. The garments may be attached to a controller, which manages inflation/deflation of air chambers to apply compression. | Uses compression of the target area to move excess fluid to another area of the body | Head, face and/or neck | N | N | Eligible
CV | CV | PPW | Adjunctive Cardiovascular Status Indicator | 2 |  | N | N |  | 870.22 | 1 | The adjunctive cardiovascular status indicator is a prescription device based on sensor technology for the measurement of a physical parameter(s). This device is intended for adjunctive use with other physical vital sign parameters and patient information and is not intended to independently direct therapy. | Software/Firmware | The physiological status indicator matches subject waveforms to known waveforms in an attempt to provide a comprehensive measure of all the changes that are in the PPG waveform. The major assumption is that central blood volume, or more specifically individual tolerance to reduced central blood volume, is the major determinant of the PPG waveform shape. This entry applies to the De Novo for which this procode was created. Future devices under this procode could potentially use different technical methods which still fit the general "intended use" of this classification. | Various | N | N | Ineligible
CV | CV | PQK | Percutaneous Catheter For Creation Of An Arteriovenous Fistula For Hemodialysis Access | 2 |  | N | N |  | 870.1252 | 1 | Percutaneous catheter for creation of an arteriovenous fistula for hemodialysis access. This device is a single use percutaneous catheter system that creates an arteriovenous fistula in the arm of patients with chronic kidney disease who need hemodialysis. | The percutaneous catheter is generally constructed of synthetic materials such as plastic and introduced into the body using a guidewire. The catheter may be manufactured in multiple sizes to allow for the creation of a fistula in vessels of different sizes. The catheter may or may not be connected to a power source to deliver energy to the site of fistula creation. The catheter may incorporate additional technology to facilitate the alignment and connection between the artery and the vein. | The catheter creates an arteriovenous fistula (AVF), which is a physical connection between an artery and an adjacent vein, by mechanical means or by delivering energy such as heat or radiofrequency (RF) energy. The fistula allows high-pressure blood from the artery to flow into the vein, which increases the size of the vein and allows needle access for hemodialysis. | Arteriovenous fistulas created in the blood vessels of the arm. These may include radiocephalic, brachiocephalic, brachiobasilic, and ulnar artery-ulnar vein fistulas. | N | N | Ineligible
CV | CV | PSQ | Intracardiac Patch Or Pledget, Biologically Derived | 2 |  | N | N |  | 870.347 | 1 | To repair defects, to be used for patch grafting, to repair tissue, and to buttress sutures in the heart and vasculature. | The device is a biologic tissue, typically in the form of a sheet. The tissue may be decellularized or crosslinked, and may be derived from human or animal sources. | The device is sutured into the intended site to repair or support the native tissue. | Heart and vasculature | Y | N | Eligible
CV | CV | PST | Aortic Annuloplasty Ring | 2 |  | N | N |  | 870.38 | 1 | To correct annular dilatation and/or maintain annular geometry of the aortic valve. | A three dimensional crown or waveform shaped ring. | A solid or compliant ring attached to the aortic annulus. | Aortic valve. | Y | Y | Eligible
CV | CV | PTL | Wire, Guide, Catheter, Exempt | 2 |  | N | N |  | 870.133 | 4 | This product code is the class II exempt counterpart of DQX, and was exempted, subject to the limitations of exemption, under the procedures established by the 21st Century Cures Act. This device type does not require premarket notification (510(k)) to market if it does not exceed the general limitations of exemption found in 21 CFR 870.9 and the specific limitations of exemption as stated in the �Physical State� field of this product code description. | Exemption is limited to accessory torque devices that are manually operated, non-patient contacting, and intended to manipulate non-cerebral vascular guidewires. | This product code is the class II exempt counterpart of DQX, and was exempted, subject to the limitations of exemption, under the procedures established by the 21st Century Cures Act. This device type does not require premarket notification (510(k)) to market if it does not exceed the general limitations of exemption found in 21 CFR 870.9 and the specific limitations of exemption as stated in the �Physical State� field of this product code description. | This product code is the class II exempt counterpart of DQX, and was exempted, subject to the limitations of exemption, under the procedures established by the 21st Century Cures Act. This device type does not require premarket notification (510(k)) to market if it does not exceed the general limitations of exemption found in 21 CFR 870.9 and the specific limitations of exemption as stated in the �Physical State� field of this product code description. | N | N | Eligible
CV | CV | PTM | Syringe, Balloon Inflation, Exempt | 2 |  | N | N |  | 870.165 | 4 | This product code is the class II exempt counterpart of MAV, and was exempted, subject to the limitations of exemption, under the procedures established by the 21st Century Cures Act. This device type does not require premarket notification (510(k)) to market if it does not exceed the general limitations of exemption found in 21 CFR 870.9 and the specific limitations of exemption as stated in the �Physical State� field of this product code description. | Exemption is limited to non-patient contacting balloon inflation syringes intended only to inflate/deflate balloon catheters and monitor pressure within the balloon. | This product code is the class II exempt counterpart of MAV, and was exempted, subject to the limitations of exemption, under the procedures established by the 21st Century Cures Act. This device type does not require premarket notification (510(k)) to market if it does not exceed the general limitations of exemption found in 21 CFR 870.9 and the specific limitations of exemption as stated in the �Physical State� field of this product code description. | This product code is the class II exempt counterpart of MAV, and was exempted, subject to the limitations of exemption, under the procedures established by the 21st Century Cures Act. This device type does not require premarket notification (510(k)) to market if it does not exceed the general limitations of exemption found in 21 CFR 870.9 and the specific limitations of exemption as stated in the �Physical State� field of this product code description. | N | N | Eligible
CV | CV | PTN | Reservoir, Blood, Cardiopulmonary Bypass, Exempt | 2 |  | N | N |  | 870.44 | 4 | This product code is the class II exempt counterpart of DTN, and was exempted, subject to the limitations of exemption, under the procedures established by the 21st Century Cures Act. This device type does not require premarket notification (510(k)) to market if it does not exceed the general limitations of exemption found in 21 CFR 870.9 and the specific limitations of exemption as stated in the �Physical State� field of this product code description. | Exemption is limited to cardiopulmonary bypass blood reservoirs that do not contain defoamers or blood filters. | This product code is the class II exempt counterpart of DTN, and was exempted, subject to the limitations of exemption, under the procedures established by the 21st Century Cures Act. This device type does not require premarket notification (510(k)) to market if it does not exceed the general limitations of exemption found in 21 CFR 870.9 and the specific limitations of exemption as stated in the �Physical State� field of this product code description. | This product code is the class II exempt counterpart of DTN, and was exempted, subject to the limitations of exemption, under the procedures established by the 21st Century Cures Act. This device type does not require premarket notification (510(k)) to market if it does not exceed the general limitations of exemption found in 21 CFR 870.9 and the specific limitations of exemption as stated in the �Physical State� field of this product code description. | N | N | Eligible
CV | CV | PUM | Temporary Catheter, Embolic Protection, Transcatheter Intracardiac Procedures | 2 |  | N | N |  | 870.1251 | 1 | Embolic protection for transcatheter intracardiac procedures | This device is a single use percutaneous catheter system that has (a) blood filter(s) at the distal end and is introduced into an artery through the skin using a guidewire. | This device is a single use percutaneous catheter system that is introduced into an artery. | Aortic arch or aortic arch branch vessels. | N | N | Ineligible
CV | CV | PYX | Temporary Non-Roller Type Right Heart Support Blood Pump | 3 |  | N | N |  | 870.436 | 2 | Providing temporary partial or full right heart circulatory support. | Rotor or axial type pump manufactured of various materials. Single use, disposable. | Assists with partial or full right heart blood circulation either during an adjunctive procedure where the patient requires hemodynamic stability, or a temporary use of the device to unload the right heart to give it time to recover from an acute condition. | Heart. | N | Y | Ineligible
CV | CV | PZS | Dual Lumen Ecmo Cannula | 2 |  | N | N |  | 870.41 | 1 | Long term support greater than 6 hours for acute respiratory or acute cardiopulmonary failure, where other available treatment options have failed, and continued clinical deterioration is expected or the risk of death is imminent. | The device consists of a catheter with dual lumens. Holes in the outer and inner lumens allow for ingress and egress of blood. | The device is inserted into the vasculature and connected to other devices in the ECMO circuit to allow for drainage and reinfusion of blood during ECMO procedures. | The device is inserted into the vasculature and connected to the extracorporeal circuit to allow for circulation of blood. | N | N | Ineligible
CV | CV | QAB | Pacing System Analyzer | 2 |  | N | N |  | 870.3605 | 1 | The device is intended to supply an accurately calibrated, variable pacing pulse for measuring the patient�s pacing threshold and intracardiac R-wave potential. A pacing system analyzer (PSA) may be a single, dual, or triple chamber system and can simultaneously deliver pacing therapy while testing one or more implanted pacing leads. | A system generally includes the pulse generator, extension cables, and adaptors. The pulse generator has a power supply and electronic components capable of data input, data output, and data processing. | The device is used with an implanted (transluminal) cardiac lead system to deliver a period electrical pulses. | Any area of the heart with an implanted cardiac lead. | N | Y | Ineligible
CV | CV | QAQ | Adjunctive Predictive Cardiovascular Indicator | 2 |  | N | N |  | 870.221 | 1 | The adjunctive predictive cardiovascular indicator is a prescription device that uses software algorithms to analyze cardiovascular vital signs and predict future cardiovascular status or events. This device is intended for adjunctive use with other physical vital sign parameters and patient information and is not intended to independently direct therapy. | The device consists of software shipped on a patient monitor. It collects data from first- or third-party sensors attached to the patient. | The device combines data collected from indwelling catheters to produce a single value that estimates the likelihood of a future adverse cardiovascular event. | The device target area is systemic due to the broad effects of hypotension during surgical procedures. | N | N | Ineligible
CV | CV | QDA | Electrocardiograph Software For Over-The-Counter Use | 2 |  | N | N |  | 870.2345 | 1 | An electrocardiograph software device for over-the-counter use creates, analyzes, and displays electrocardiograph data, and can provide information for identifying cardiac arrhythmias. This device is not intended to provide a diagnosis. | The devices uses consumer grade electronics and is hand held or worn on the wrist, arms, or chest. | Uses input from leads attached to or in contact with the users hands, wrists, arms, or chest to detect potential differences and generate an ECG waveform. | Hands, arms, or chest. | N | N | Ineligible
CV | CV | QDB | Photoplethysmograph Analysis Software For Over-The-Counter Use | 2 |  | N | N |  | 870.279 | 1 | A photoplethysmograph analysis software device for over-the-counter use analyzes photoplethysmograph data and provides information for identifying irregular heart rhythms. This device is not intended to provide a diagnosis. | Software. | Analyzes photoplethysmograph data and provides detection information. | Software. | N | N | Ineligible
CV | CV | QEK | Angiographic Coronary Vascular Physiologic Simulation Software | 2 |  | N | N |  | 870.1415 | 1 | An angiographic coronary vascular physiologic simulation software device is intended to aid in the identification of functionally significant cardiovascular disease. | Software | Performs perioperative analysis of angiographic imaging data to simulate blood flow in the coronary vasculature. | Coronary Vasculature | N | N | Ineligible
CV | CV | QEW | Peripheral Mechanical Thrombectomy With Aspiration | 2 |  | N | N |  | 870.515 | 1 | To mechanically disrupt thrombus and/or debris prior to removal from the peripheral vasculature through aspiration. | Peripheral catheter | Remove thrombus from peripheral vasculature | Peripheral vasculature | N | N | Eligible
CV | CV | QEX | Coronary Mechanical Thrombectomy With Aspiration | 2 |  | N | N |  | 870.515 | 1 | To mechanically disrupt thrombus and/or debris prior to removal from the coronary vasculature through aspiration. | Coronary Catheter | Remove thrombus from coronary vasculature | Coronary vasculature | N | N | Eligible
CV | CV | QEY | Mechanical Thrombolysis Catheter | 2 |  | N | N |  | 870.515 | 1 | To mechanically disrupt thrombus and/or debris in the peripheral vasculature. | Peripheral catheter | Fragments, macerates, or disrupts thrombus | Peripheral vasculature | N | N | Eligible
CV | CV | QEZ | Aspiration Thrombectomy Catheter | 2 |  | Y | N |  | 870.515 | 1 | To remove thrombus from the peripheral and/or coronary vasculature through aspiration. | Peripheral and/or coronary catheter | removed thrombus from the vasculature | Peripheral and/or coronary vasculature | N | N | Eligible
CV | CV | QFJ | Intravascular Bleed Monitor | 2 |  | N | N |  | 870.1345 | 1 | An intravascular bleed monitor is a probe, catheter, or catheter introducer that measures changes in bioimpedance and uses an algorithm to detect or monitor progression of potential internal bleeding complications. | Catheter introducer with embedded electrodes | The device measures changes in bioimpedance and uses an algorithm to monitor progression of internal bleeding complications | Vasculature | N | N | Ineligible
CV | CV | QHW | Single Lumen Ecmo Cannula | 2 |  | N | N |  | 870.41 | 1 | Single-lumen cannulas/catheters to be used with an extracorporeal circuit intended for use in patients with acute respiratory failure or acute cardiopulmonary failure, where other available treatment options have failed, and continued clinical deterioration is expected or the risk of death is imminent. | A polymeric tube designed to fit the anatomy of several different arteries and/or veins for access to the circulatory system | Acts as a conduit for blood flow between the patient's circulatory system and the extracorporeal circuit. | Major arteries/veins leading to/from the heart; some peripheral sites such as jugular or femoral. | N | N | Ineligible
CV | CV | QJH | Reverse Central Venous Recanalization System | 2 |  | N | N |  | 870.1342 | 1 | A reverse central venous recanalization system is a prescription device intended for obtaining central venous access to facilitate catheter insertion into the central venous system. Reverse recanalization involves the initiation of an access path from within the vein and then progressing to the skin for patients with upper body venous occlusions or other conditions that preclude central venous access by other methods. | Delivery system with a distal needle-wire component and system accessories. | Uses a delivery device to gain venous access, advance the system to the site of the occlusion and advance a wire from the vein to the skin. Conventional methods are then used to place a central venous catheter over the wire. | Central veins and supra-clavicular space. | N | N | Ineligible
CV | CV | QJZ | Extracorporeal System For Long-Term Respiratory / Cardiopulmonary Failure | 2 |  | N | N |  | 870.41 | 1 | Extracorporeal circuit and accessories for long-term respiratory/cardiopulmonary failure. | May include an oxygenator, pump, and other components needed for perfusion. | Device removes blood from blood vessels and pumps blood through an oxygenator for gas exchange and returns the blood to the blood vessels. | Blood vessels, heart, lungs. | N | Y | Ineligible
CV | CV | QLZ | Septostomy Catheter, Reprocessed | 2 |  | Y | N |  | 870.5175 | 1 | To create or enlarge an atrial septal defect in the heart. | A catheter houses a balloon or needle; may be composed of metal, polymer, or combination of both materials. Accessory tools may include dilator, sheath, and electrical components. | A hole in tissue is created or enlarged via mechanical or electrical puncture. | The septum between the atria of the heart. | N | N | Ineligible
CV | CV | QME | Software For Optical Camera-Based Measurement Of Pulse Rate, Heart Rate, Breathing Rate, And/Or Respiratory Rate | 2 |  | N | N |  | 870.2785 | 1 | The device uses software algorithms to analyze video signal and estimate pulse rate, heart rate, respiratory rate and/or breathing rates. This device is not intended to independently direct therapy. | Software | The device applies algorithms to video signal in order to identify pixel-level changes that correlate with pulse and breathing rates. | Human body | N | N | Ineligible
CV | CV | QMS | Adjunctive Open Loop Fluid Therapy Recommender | 2 |  | N | Y |  | 870.56 | 1 | The adjunctive open loop fluid therapy recommender is a prescription device that uses software algorithms to analyze cardiovascular vital signs and predict a patient�s estimated response to fluid therapy. The device is intended for adjunctive use with other physical vital sign parameters and patient information and is not intended to independently direct therapy. | The device consists of software shipped on a patient monitor. It collects data from first- or third-party sensors attached to the patient. | The device analyzes data collected from indwelling catheters to estimate a patient�s response to fluid therapy. | The device target area is systemic due to the broad factors affecting a patient�s estimated responsiveness to fluid therapy during surgical procedures. | N | N | Ineligible
CV | CV | QMW | Coronary Artery Disease Risk Indicator From Acoustic Heart Signals | 2 |  | N | N |  | 870.142 | 1 | A coronary artery disease risk indicator using acoustic heart signals is a device that records heart sounds including murmurs and vibrations to calculate a patient-specific risk of presence of coronary artery disease, as an aid in cardiac analysis and diagnosis. | Microphone in the sensor to record acoustic heart sounds, interface to enter clinical features and the clinician views the algorithm output | Acoustic and clinical features recorded and inputted into an algorithm and outputs a CAD risk score | The chest area over the heart | N | N | Ineligible
CV | CV | QNL | Medium-Term Adjunctive Predictive Cardiovascular Indicator | 2 |  | N | N |  | 870.221 | 1 | The adjunctive predictive cardiovascular indicator is a prescription device that uses software algorithms to analyze cardiovascular vital signs and predict future cardiovascular status or events within a defined medium-term period. This device is intended for adjunctive use with other physical vital sign parameters and patient information and is not intended to independently direct therapy. | The device consists of software for use on a computing device. It collects data from first- or third-party sensors attached to the patient. | The device combines patient data collected from patient monitors and/or electronic health records to produce a single value that estimates the likelihood of a future adverse cardiovascular event or condition. | Human body | N | N | Ineligible
CV | CV | QNR | Blood Pump For Ecmo, Long-Term (> 6 Hours) Use | 2 |  | N | N |  | 870.41 | 1 | A blood pump for long-term circulatory support is a device intended for use as part of an extracorporeal circuit intended to provide assisted extracorporeal circulation and physiologic gas exchange of the patient's blood in patients with acute respiratory failure or acute cardiopulmonary failure where other available treatment options have failed and continued clinical deterioration is expected or the risk of death is imminent. | Consists of metal rollers and plastic tubing (roller pumps), or a plastic centrifugal pump head and controller (non-roller type blood pumps); or a displacement pump (non-roller type blood pump). | Roller or non-roller mechanisms are used to propel the patient's blood through the extracorporeal circuit to maintain a blood flow to sustain life. | Intended for use with other components of an extracorporeal circuit, including an oxygenator, to circulate and oxygenate a patient's entire blood volume for long durations (>6 hours). | N | Y | Ineligible
CV | CV | QNV | Adjunctive Hemodynamic Indicator With Decision Point | 2 |  | N | N |  | 870.222 | 1 | An adjunctive hemodynamic indicator with decision point is a device that identifies and monitors hemodynamic condition(s) of interest and provides notifications at a clinically meaningful decision point. This device is intended to be used adjunctively along with other monitoring and patient information. | Software | Uses analysis of patient data and/or measured vital signs to detect current signs of a hemodynamic condition. | Cardiovascular system | N | N | Ineligible
CV | CV | QOH | Extracorporeal System For Carbon Dioxide Removal | 2 |  | N | N |  | 870.415 | 1 | An extracorporeal system for carbon dioxide removal is a system of devices and accessories that provides assisted extracorporeal carbon dioxide removal from the patient's blood in patients with acute respiratory failure, where other available treatment options have failed, and continued clinical deterioration is expected or the risk of death is imminent. The main devices and accessories of the system include, but are not limited to, the console (hardware), software, and disposables, including, but not limited to, a gas exchanger, blood pump, cannulae, tubing, filters, and other accessories (e.g., monitors, detectors, sensors, connectors). | The device looks like an ECMO system | The device is part of an extracorporeal circuit and exchanges the blood gases within the device, outside of the body while the blood is circulated in the extracorporeal circuit. | Blood | N | N | Ineligible
CV | CV | QOK | Hardware And Software For Optical Camera-Based Measurement Of Heart Rate And Respiratory Rate | 2 |  | N | N |  | 870.2786 | 1 | The device uses an optical sensor system and software algorithms to obtain and analyze video signal and estimate pulse rate, heart rate, respiratory rate and/or breathing rates. This device is not intended to independently direct therapy. | Optical system consisting of a sensing unit and a mobile unit | Uses an image sensor to capture the back-reflected light pattern from an illuminated subject | Chest | N | N | Ineligible
CV | CV | QQI | Interventional Cardiovascular Implant Simulation Software Device | 2 |  | N | N |  | 870.1405 | 1 | An interventional cardiovascular implant simulation software device is a prescription device that provides a computer simulation of an interventional cardiovascular implant device inside a patient�s cardiovascular anatomy. It performs computational modeling to predict the interaction of the interventional cardiovascular implant device with the patient-specific anatomical environment. | Software device | The device performs simulation by combining a predefined device model with a patient-specific model of the patient anatomy. | Left atrial appendage | N | N | Ineligible
CV | CV | QRJ | Laser-Powered Inferior Vena Cava Filter Retrieval Catheter | 2 |  | N | N |  | 870.5125 | 1 | A laser-powered inferior vena cava (IVC) filter retrieval catheter is a percutaneous catheter that uses a laser to ablate tissue and is intended to facilitate in the detachment and removal of indwelling IVC filters. | Laser catheter | Removal of indwelling IVF filter through ablation of tissue. | Inferior Vena Cava | N | N | Ineligible
CV | CV | QTF | Reprocessed Atherectomy Catheter | 2 |  | N | N |  | 870.4875 | 1 | Reprocessed atherectomy device for peripheral vasculature. Reprocessing validation data for this device type must be included in a 510(k) submission | Reprocessed Single Use Catheter with laser or mechanical cutting/shaving mechanism | Use of mechanical or laser energy to remove plaque in a lesion of the vessel | Peripheral arteries | N | N | Ineligible
CV | CV | QUO | Adjunctive Heart Failure Status Indicator | 2 |  | N | N |  | 870.22 | 1 | The adjunctive heart failure status indicator is a prescription device based on sensor technology or image data to provide information to an interpreting clinician in detecting heart failure. This device is intended for adjunctive use with other physical vital sign parameters and patient information and is not intended to independently direct therapy. | Software/Firmware | The device analyzes patient data (such as echocardiographic images) and provides an output that indicates likelihood of the presence of heart failure. | Various | N | N | Ineligible
CV | CV | QVQ | Extravascular Support For An Arteriovenous Fistula For Vascular Access | 2 |  | N | N |  | 870.46 | 1 | This device is a permanent implant which is surgically placed outside and/or around an artery and/or vein to provide external support to arteriovenous fistulas created for vascular access by means of vascular surgery. | implant composed of stable materials (non-resorbable) | An external vascular implant placed surgically. | various vascular beds where arteriovenous fistula are created | Y | N | Ineligible
CV | CV | QWA | Cardiovascular Delivery Catheter System Positioning And Stabilization Device | 1 |  | N | N |  | 870.3955 | 4 | A cardiovascular delivery catheter system positioning and stabilization device is a platform device or a part of a platform device that aids the positioning and stabilization of delivery catheter systems during cardiovascular interventional procedures (e.g., transcatheter valvular interventions). The device only provides mechanical support and does not include any electrical or robotic components. The device may be for single use or reusable. | May consist of one or more components such as rail, lift, table, plate, cradle, and fasteners that are assembled together to form a mechanical platform. | To serve as a small, stable mechanical platform for the proximal end of a cardiovascular catheter system to rest on during an interventional procedure. | Cardiovascular system | N | N | Ineligible
CV | CV | QWF | Tubing, Long Term Support Greater Than 6 Hours | 2 |  | N | N |  | 870.41 | 1 | The tubing and accessories are intended to connect perfusion devices and circulate blood as part of extracorporeal membrane oxygenation lasting longer than 6 hours. | tubing, connectors | the tubing connects other devices in the ECMo circuit and allows blood to pass between them | heart and lungs | N | Y | Ineligible
CV | CV | QXO | Cardiovascular Machine Learning-Based Notification Software | 2 |  | N | N |  | 870.238 | 1 | Cardiovascular machine learning-based notification software employs machine learning techniques to suggest the likelihood of a cardiovascular disease or condition for further referral or diagnostic follow-up. The software identifies a single condition based on one or more non-invasive physiological inputs as part of routine medical care. It is intended as the basis for further testing and is not intended to provide diagnostic quality output. It is not intended to identify or detect arrhythmias. | consists of one or more non-invasive physiological inputs, a machine-learning based model for disease detection or classification, and an output on the presence or likelihood of a single cardiovascular disease or condition | non-invasive physiological measurement(s) | Cardiovascular | N | N | Ineligible
CV | CV | QXU | Esophageal Protection Device For Use In Percutaneous Cardiac Catheter Ablation Procedures, Mechanical Deviation | 2 |  | N | N |  | 870.571 | 1 | This device is placed in the lumen of the esophagus to reduce the likelihood of esophageal injury or a specific adverse event during cardiac ablation procedures. The device uses mechanical means to deviate the esophagus away from the source of ablation energy | A long component that allows for insertion into the esophagus and for movement of the esophagus. The device may include a handle to allow for operator control of deviation. | Uses a mechanism inserted into the esophagus to move the esophagus away from the heart. | Esophagus | N | N | Ineligible
CV | CV | QXV | Temperature Regulation Device For Esophageal Protection During Cardiac Ablation | 2 |  | N | N |  | 870.572 | 1 | This device is placed in the lumen of the esophagus to reduce the likelihood of esophageal injury or a specific adverse event during cardiac ablation procedures. The device uses temperature regulation to control the temperature of the esophagus during cardiac ablation. | A long component that allows for insertion into the esophagus and for moderating the temperature of the esophagus. The device may include a handle to allow for operator control. | Uses a mechanism inserted into the esophagus to regulate the temperature of the esophagus. | Esophagus | N | N | Ineligible
CV | CV | QXX | Coronary Artery Disease Machine Learning-Based Notification Software | 2 |  | N | N |  | 870.238 | 1 | Coronary Artery Disease machine learning-based notification software employs machine learning techniques to suggest the likelihood of coronary artery disease for further referral or diagnostic follow-up. | Consists of one or more non-invasive physiological inputs, a machine learning based model for disease detection or classification, and an output on the presence, absence, or likelihood of coronary artery disease | non-invasive physiological measurement(s) | Cardiovascular | N | N | Ineligible
CV | CV | QXY | Oscillometric-Based, Over-The-Counter, Atrial Fibrillation Notification Feature | 2 |  | N | N |  | 870.1135 | 1 | An oscillometric-based, over-the-counter, atrial fibrillation notification feature is a software algorithm for analysis of signals from an oscillometric, non-invasive blood pressure measurement system to screen for possible atrial fibrillation in the device user. | Algorithm/Software | Analysis of signals from a blood pressure cuff on the upper arm or wrist to determine the presence of Atrial Fibrillation. | Upper or Lower Extremity and Heart | N | N | Ineligible
CV | CV | QXZ | Adjunctive Epicardial Vascular Physiologic Status Indicator | 2 |  | N | N |  | 870.22 | 1 | The adjunctive epicardial vascular physiologic status indicator is a prescription device based on sensor technology or image data to provide information to an interpreting clinician in detecting the possible presence of functionally significant coronary artery disease to suggest the need for further testing. This device is intended for adjunctive use with other clinical workup or patient information and is not intended to quantify the degree to which epicardial disease is limiting flow through a vessel nor is it intended to independently direct therapy. | Software/Firmware | The device analyzes patient data (such as computed tomography images) and provides an output that indicates likelihood of the presence of functionally significant coronary artery disease. | Various | N | N | Ineligible
CV | CV | QYE | Reduced Ejection Fraction Machine Learning-Based Notification Software | 2 |  | N | N |  | 870.238 | 1 | Reduced Ejection Fraction machine learning-based notification software employs machine learning techniques to suggest the likelihood of a reduced ejection fraction for further referral or diagnostic follow-up. | Consists of one or more non-invasive physiological inputs, a machine learning based for disease detection or classification, and an output on the presence, absence, or likelihood of reduced ejection fraction. | non-invasive physiological measurement(s) | Cardiovascular | N | N | Ineligible
CV | CV | QYF | Neonatal Icu Continuous Non-Invasive Blood Pressure Monitor (Includes Alarms) | 2 |  | N | N |  | 870.113 | 1 | The Neonatal ICU continuous non-invasive blood pressure monitor is a prescription device used by medical professionals that measures non-invasive continuous cuffless blood pressure in neonates in the NICU who have a palpable pulse. The device requires calibration. This device is intended for use in conjunction with SpO2 monitoring and is not indicated for ambulatory monitoring. | Algorithm/Software and Sensor Wrap | The device analyzes physiological vital signals and calculates continuous blood pressure. | Upper and Lower Extremity | N | N | Ineligible
CV | CV | QYU | Infant Pulse Rate And Oxygen Saturation Monitor For Over-The-Counter Use | 2 |  | N | N |  | 870.2705 | 1 | An infant pulse rate and oxygen saturation monitor for over-the-counter use is a device that uses photoplethysmography to measure pulse rate and oxygen saturation in infants. The device may contain alarms that alert the caregiver when vital sign(s) go outside preset threshold(s). | The device worn on the user's foot communicates with a mobile application to display the vital signs for review. Notifications are provided to the caregiver if the device contains alarms. | The device uses photoplethysmography to measure pulse rate and oxygen saturation. | The device is worn on the infant's foot. | N | N | Ineligible
CV | CV | QYW | Hospital Cardiac Telemetry | 2 |  | N | N |  | 870.1025 | 1 | Devices are intended to continuously record, display, and/or analyze electrocardiograms of patients in in a healthcare facility for detecting conditions that may require prompt intervention. They may include automatic detection and recording of cardiac electrical activity, automated detection of life-threatening arrhythmias or other relevant conditions, and/or alarm generation. Devices may allow remote access and display of electrocardiograms acquired. Devices are intended for patients who require continuous monitoring in hospitals or healthcare facilities, with onsite medical review by qualified personnel at the central monitoring/analysis station followed by immediate notification of onsite qualified medical responders. Devices may be used for patients at elevated risk of serious cardiovascular events that would require prompt intervention. Devices are intended for prescription use only. | Battery-operated, Portable or body worn, Wet and/or dry electrodes, Wireless transmissions | Records electrocardiogram through electrodes on a portable or body worn device and allow remote display of the electrocardiogram. Continuously and automatically analyzes the ECG and provides notifications and/or alarm generation. | Body | N | Y | Ineligible
CV | CV | QYX | Outpatient Cardiac Telemetry | 2 |  | N | N |  | 870.1025 | 1 | Devices are intended to continuously record and analyze electrocardiograms for automatic detection and recording of cardiac electrical activity in an outpatient setting. Detected, notifiable events are transmitted to the prescribing clinician during the monitoring period by a 24/7 attended analysis center after review by a qualified individual. Devices may allow remote access and display of electrocardiograms acquired. Not for use for detection or notification of hemodynamically unstable or life-threatening arrhythmias or cardiac events requiring urgent medical response. Not intended for patients at elevated risk of serious cardiovascular events that would require prompt intervention. It is not intended for monitoring patients during cardiac rehabilitation outside of healthcare facilities. Devices are intended for prescription use only. | Battery-operated, Portable or body worn, Wet and/or dry electrodes, Wireless transmissions | Records electrocardiogram through electrodes on a portable or body worn device and allow remote display of the electrocardiogram. Continuously and automatically analyzes the ECG and provides notifications during the monitoring period. | Body | N | N | Ineligible
CV | CV | QZU | Temporary Embolization Assist Device, Peripheral | 2 |  | N | N |  | 870.3325 | 1 | A temporary coil embolization assist device is a prescription device intended for temporary use in the vasculature to mechanically assist in the embolization of aneurysms with embolic coils. The device is delivered into the vasculature with an endovascular approach. This device is not intended to be permanently implanted and is removed from the body when the procedure is completed. | The device is composed of a wire mesh stent permanently affixed to end the end of a pusher wire. Once in place the internal core wire with drawn distally which expands the mesh and blocks the neck of the aneurysm. | The device acts as a temporary bridge used to aid in the coiling processes while minimizing the risk of coil protrusion or prolapse. Once the coiling procedure is completed the device is removed from the parent artery. | This device is used to treat aneurysms. | N | N | Ineligible
CV | CV | SAR | Adjunctive Hemodynamic Indicator With Decision Point For Military Use | 2 |  | N | N |  | 870.222 | 1 | An adjunctive hemodynamic indicator with decision point is a device that identifies and monitors hemodynamic condition(s) of interest and provides notifications at a clinically meaningful decision point. This device is intended to be used adjunctively along with other monitoring and patient information. The device is intended for use by the Military. | Uses analysis of patient data and/or measured vital signs to detect current signs of a hemodynamic condition. | Software | Cardiovascular system | N | N | Ineligible
CV | CV | SAT | Pulmonary Hypertension Machine Learning-Based Notification Software | 2 |  | N | N |  | 870.238 | 1 | Pulmonary hypertension machine learning-based notification software employs machine learning techniques to suggest the likelihood of pulmonary hypertension for further referral or diagnostic follow-up. | Consists of one or more non-invasive physiological inputs, a machine learning-based algorithm for disease detection or classification, and an output on the presence, absence, or likelihood of pulmonary hypertension. | non-invasive physiological measurement(s) | Cardiovascular | N | N | Ineligible
CV | CV | SBK | Artificial Chordae Tendineae Surgical Replacement System | 2 |  | N | N |  | 870.349 | 1 | An artificial chordae tendineae surgical replacement system is a standalone, prescription device consisting of nonabsorbable suture-based implant and suture placement device(s) that is used to replace mitral or tricuspid chordae tendineae in patients with atrioventricular valve insufficiency. The device includes clips or fasteners to secure suture that are not embedded in the cardiac tissue. The system is used via surgical approach under direct visualization and not via transcatheter or percutaneous access. | The implant is composed of suture and clip or fastener components that are implanted into the atrioventricular valve location using customized placement device(s). | The system implants suture at the atrioventricular valve target locations. The system secures the suture using clip or fastener component(s) that are not novel anchoring technologies and not embedded in the cardiac tissue. The system is used via surgical approach under direct visualization and not via transcatheter or percutaneous access. | Mitral and Tricuspid valve apparatus | Y | Y | Ineligible
CV | CV | SBQ | Atrial Fibrillation Risk Prediction Machine Learning-Based Notification Software | 2 |  | N | N |  | 870.238 | 1 | Atrial Fibrillation Risk Prediction machine learning-based notification software employs machine learning techniques to suggest the likelihood of a future occurrence of atrial fibrillation for further referral or diagnostic follow-up. | Consists of one or more non-invasive physiological inputs, a machine learning based for disease detection or classification, and an output on the presence, absence, or likelihood of a future occurrence of atrial fibrillation. | non-invasive physiological measurement(s) | Cardiovascular | N | N | Ineligible
CV | CV | SCZ | Percutaneous Catheter For Cutting Or Splitting Heart Valve Leaflets Concomitant To Transcatheter Valve Procedures | 2 |  | N | N |  | 870.1254 | 1 | The device is a single use percutaneous catheter system intended for mechanically splitting aortic valve leaflets that may prevent coronary artery ostia obstruction during planned transcatheter valve procedures. | The device is a non-implantable, single-use, percutaneous catheter system with mechanical cutting element(s) at the distal end | The device is a single-use percutaneous catheter system that will reach the target area through the vasculature and will cut the aortic leaflet(s) using mechanical forces, such as slicing or cutting actions. | Aortic valve leaflets, native or bioprosthetic | N | N | Ineligible
CV | CV | SDJ | Adjunctive Cardiac Amyloidosis Status Indicator | 2 |  | N | N |  | 870.22 | 1 | The adjunctive cardiac amyloidosis status indicator is a prescription device based on sensor technology or image data to provide information to an interpreting clinician in detecting cardiac amyloidosis. This device is intended for adjunctive use with other physical vital sign parameters and patient information and is not intended to independently direct therapy. | Software/Firmware | The device analyzes patient data (such as echocardiographic images) and provides an output that indicates likelihood of the presence of cardiac amyloidosis. | Various | N | N | Ineligible
CV | CV | SDY | Loss Of Pulse Notification Software | 2 |  | N | N |  | 870.279 | 1 | A photoplethysmograph analysis software device for over-the-counter use analyzes photoplethysmograph data and provides information for identifying loss of pulse. This device is not intended to provide a diagnosis. | Software | Analyzes photoplethysmograph data and provides detection information | Software | N | N | Ineligible
CV | CV | SEU | Peripheral Temporary And Retrievable Stent System | 2 |  | N | N |  | 870.511 | 1 | A peripheral temporary and retrievable stent system is a temporary scaffold placed into the peripheral vasculature via a delivery catheter system for treating stenotic lesions. The device is designed to be retrieved and removed following successful treatment. | Stent-like scaffold deployed via a catheter system. | Mechanical dilatation. | Peripheral vasculature. | N | N | Ineligible
CV | CV | SFR | Hypertension Machine Learning-Based Notification Software | 2 |  | N | N |  | 870.238 | 1 | Hypertension machine learning-based notification software employs machine learning techniques to suggest the likelihood of hypertension for further referral or diagnostic follow-up. | Consists of one or more non-invasive physiological inputs, a machine learning-based algorithm for disease detection or classification, and an output on the presence, absence, or likelihood of hypertension. | non-invasive physiological measurement(s) | Cardiovascular | N | N | Ineligible
CV | CV | SGO | Percutaneous Catheter For Electrosurgical Cutting Heart Valve Leaflets Concomitant To Transcatheter Valve Procedures | 2 |  | N | N |  | 870.1254 | 1 | The device is intended for electrosurgically splitting valve leaflets to facilitate a planned valvular procedure | The device is a non-implantable, single-use, percutaneous catheter system with electrical surgical cutting element(s) | The device is a single-use percutaneous catheter system that will reach the target area through the vasculature and will cut the aortic leaflet(s) using electrical energy. | Aortic valve leaflets, native or bioprosthetic | N | N | Ineligible
CV | GU | LYK | Angioscope | 2 |  | N | N |  | 876.15 | 1 |  |  |  |  | N | N | Eligible
CV | HO | OZW | Ingestible Event Marker | 2 |  | N | N |  | 880.6305 | 1 | To provide confirmation of an event co-ingested or coincident with the ingestible component of the device. The wearable component of the device incorporates wireless communication to display the event and other information on a general computing device | The system is composed of an ingestible microsensor, a data recorder in the form of a skin patch, and software | The grain-of-sand sized microsensor is designed to communicate the time-stamped confirmation of dosing as a unique identifier to the Proteus ingestion recorder worn on the skin. The ingestion signal is communicated via volume conduction communication also known as intra-body communication. The IEM is attached to an inert pharmaceutical excipient tablet for ease of handling and swallowability. | Digestive tract. | N | N | Eligible
CV | RA | PZO | Software For Visualization Of Vascular Anatomy And Intravascular Devices | 2 |  | N | N |  | 892.205 | 1 | Visualization and measurement of blood vessels and intravascular devices for preoperational planning. | Software | Processing radiographic data to visualize vascular anatomy and intravascular devices. | Vasculature | N | N | Ineligible
CV | SU | KPK | Marker, Ostia, Aorto-Saphenous Vein | 2 |  | N | N |  | 878.465 | 1 |  |  |  |  | Y | N | Eligible
CV | SU | OCL | Surgical Device, For Cutting, Coagulation, And/Or Ablation Of Tissue, Including Cardiac Tissue | 2 |  | N | Y |  | 878.44 | 1 | Surgical device for cutting, coagulation, and/or ablation of tissue, including cardiac tissue | The device tip delivers energy to provide cutting, coagulation, and/or ablation of the contacted tissue | The device energy source used to provide cutting, coagulation and/or ablation may be radio frequency (RF), cryogenic, laser or ultrasound | Cardiac tissue. | N | N | Eligible
CV | SU | PZX | Left Atrial Appendage Clip, Implantable | 2 |  | N | N |  | 878.43 | 1 | Intended to occlude the left atrial appendage. | A clip-like device that compresses the left atrial appendage. | Epicardially applied during a concomitant surgical procedure to physically occlude the left atrial appendage. | Left atrial appendage of the heart. | Y | N | Eligible
CV | SU | SFQ | Electrosurgical, Cutting & Coagulation & Accessories, For Cardiac Electrophysiology Device Implantation And Revision | 2 |  | N | N |  | 878.44 | 1 | Surgical device used to dissect cardiac tissue for the implantation and revision of cardiac electrophysiology leads | Electrocautery system and accessories with radiofrequency generator and probe | Delivers radiofrequency energy through a probe to cut and coagulate targeted cardiac tissue | Cardiac tissue where electrophysiology implants will be placed | N | N | Ineligible
CV |  | DSQ | Ventricular (Assist) Bypass | 3 |  | N | N |  |  | 2 | Approved pma: P870072 |  |  |  | Y | N | Ineligible
CV |  | FZC | Prosthesis, Arterial Graft, Bovine Carotid Artery | 3 |  | N | N |  |  | 2 |  |  |  |  | N | N | Eligible
CV |  | LOT | Pulse-Generator, Program Module | 3 |  | N | N |  |  | 2 |  |  |  |  | N | N | Eligible
CV |  | LOZ | Artificial Heart | 3 |  | N | N |  |  | 2 | P030011 |  |  |  | Y | N | Ineligible
CV |  | LPA | System, Esophageal Pacing | 3 |  | N | N |  |  | 2 |  |  |  |  | N | N | Eligible
CV |  | LPB | Cardiac Ablation Percutaneous Catheter | 3 |  | N | N |  |  | 2 | This product code pertains to cardiac ablation catheters indicated for general indications, treatment of supraventricular tachycardia (svt) and ventricular tachycardia (vt). This product code excludes ablation catheters indicated for treatment of atrial flutter [product code oad] and atrial fibrillation [product code oae]. |  |  |  | N | N | Eligible
CV |  | LPC | Device, Angioplasty, Laser, Coronary | 3 |  | N | N |  |  | 2 |  |  |  |  | N | N | Eligible
CV |  | LWO | Pulse-Generator, Single Chamber, Sensor Driven, Implantable | 3 |  | N | N |  |  | 2 |  |  |  |  | Y | N | Ineligible
CV |  | LWP | Implantable Pulse Generator, Pacemaker (Non-Crt) | 3 |  | N | N |  |  | 2 | These devices treat bradycardia (slow heartbeats) with RA and/or RV pacing therapy as necessary. | These devices treat bradycardia (slow heartbeats) with RA and/or RV pacing therapy as necessary. | These devices treat bradycardia (slow heartbeats) with RA and/or RV pacing therapy as necessary. | These devices treat bradycardia (slow heartbeats) with RA and/or RV pacing therapy as necessary. | Y | Y | Ineligible
CV |  | LWQ | Heart-Valve, Mechanical | 3 |  | N | N |  |  | 2 |  |  |  |  | Y | Y | Eligible
CV |  | LWR | Heart-Valve, Non-Allograft Tissue | 3 |  | N | N |  |  | 2 |  |  |  |  | Y | N | Eligible
CV |  | LWS | Implantable Cardioverter Defibrillator (Non-Crt) | 3 |  | N | N |  |  | 2 | These devices treat tachycardia (fast heartbeats) with RV defibrillation therapy as necessary. | These devices treat tachycardia (fast heartbeats) with RV defibrillation therapy as necessary. | These devices treat tachycardia (fast heartbeats) with RV defibrillation therapy as necessary. | These devices treat tachycardia (fast heartbeats) with RV defibrillation therapy as necessary. | Y | Y | Ineligible
CV |  | LWT | Occluder, Balloon, Vena-Cava | 3 |  | N | N |  |  | 2 |  |  |  |  | N | N | Eligible
CV |  | LWW | Pulse-Generator, Single Chamber, Single | 3 |  | N | N |  |  | 2 |  |  |  |  | N | N | Ineligible
CV |  | LWX | Device. Laser Peripheral Angioplasty | 3 |  | N | N |  |  | 2 |  |  |  |  | N | N | Eligible
CV |  | LWZ | Tissue Graft Of Less Than 6mm | 3 |  | N | N |  |  | 3 |  |  |  |  | N | N | Eligible
CV |  | LXA | Tissue Graft Of 6mm And Greater | 3 |  | N | N |  |  | 2 |  |  |  |  | Y | N | Eligible
CV |  | MAD | Catheter, Percutaneous (Valvuloplasty) | 3 |  | N | N |  |  | 2 |  |  |  |  | N | N | Eligible
CV |  | MAE | Occluder, Patent Ductus, Arteriosus | 3 |  | N | N |  |  | 2 |  |  |  |  | Y | N | Eligible
CV |  | MAF | Stent, Coronary | 3 |  | N | N |  |  | 2 | The formerly known device, Cardiovascular Stent, coded as "MAF" has been modified and is currently known and classified as a "Coronary Stent". This device is a metal scaffold placed via a delivery catheter into the coronary artery or saphenous vein graft to maintain the lumen. |  |  |  | Y | N | Eligible
CV |  | MCX | Catheter, Coronary, Atherectomy | 3 |  | N | N |  |  | 2 |  |  |  |  | N | N | Eligible
CV |  | MFA | Device, Removal, Pacemaker Electrode, Percutaneous | 3 |  | N | N |  |  | 2 |  |  |  |  | N | N | Eligible
CV |  | MGB | Device, Hemostasis, Vascular | 3 |  | N | N |  |  | 2 |  |  |  |  | N | N | Eligible
CV |  | MIE | Heart-Valve, Allograft | 3 |  | N | N |  |  | 3 |  |  |  |  | Y | N | Eligible
CV |  | MIH | System, Endovascular Graft, Aortic Aneurysm Treatment | 3 |  | N | N |  |  | 2 |  |  |  |  | Y | N | Ineligible
CV |  | MIR | Shunt, Portosystemic, Endoprosthesis | 3 |  | N | N |  |  | 2 |  |  |  |  | Y | N | Eligible
CV |  | MLV | Transcatheter Septal Occluder | 3 |  | N | N |  |  | 2 | Approved PMA: P000039 |  |  |  | Y | Y | Eligible
CV |  | MNO | System, Laser, Transmyocardial Revascularization | 3 |  | N | N |  |  | 2 |  |  |  |  | N | N | Eligible
CV |  | MOM | System, Hemodynamic, Implantable | 3 |  | N | N |  |  | 2 |  |  |  |  | Y | N | Ineligible
CV |  | MOU | Intravascular Radiation Delivery System | 3 |  | N | N |  |  | 2 |  |  |  |  | N | N | Eligible
CV |  | MRM | Defibrillator, Implantable, Dual-Chamber | 3 |  | N | N |  |  | 2 |  |  |  |  | Y | Y | Ineligible
CV |  | MTE | System, Pacing, Temporary, Acute, Internal Atrial Defibrillation | 3 |  | N | N |  |  | 2 |  |  |  |  | N | Y | Eligible
CV |  | MUQ | Glue, Surgical, Arteries | 3 |  | N | N |  |  | 2 |  |  |  |  | Y | Y | Eligible
CV |  | MVK | Wearable Automated External Defibrillator | 3 |  | N | N |  |  | 2 | The device is an automatic external defibrillator which monitors and treats a patient for ventricular defibrillation. Device is intended to be worn in home or in hospital settings as prescribed and overseen by a physician. |  |  |  | N | Y | Ineligible
CV |  | MWG | System, Oxygen, Aqueous | 3 |  | N | N |  |  | 2 |  |  |  |  | N | N | Ineligible
CV |  | MWH | Pulmonic Valved Conduit |  |  | N | N |  |  | 6 |  |  |  |  | Y | Y | Eligible
CV |  | NAP | Cardiac Support Mesh Wrap |  | 3 | N | N |  |  | 3 | The device is a passive mesh wrap that is placed around both ventricles of the heart; The intention is to inhibit further dilatation of the ventricles and thus to facilitate reverse remodeling of the myocardium. The device is indicated for use in adult patients diagnosed with dilated cardiomyopathy who are symptomatic in spite of optimal medical therapy. The device can be used alone or in conjunction with mitral valve repair or replacement, if the later therapy is judged appropriate. | The device is a passive mesh wrap that is placed around both ventricles of the heart; the intention is to inhibit further dilatation of the ventricles and thus to facilitate reverse remodeling of the myocardium. The device is indicated for use in adult patients diagnosed with dilated cardiomyopathy who are symptomatic in spite of optimal medical therapy. The device can be used alone or in conjunction with mitral valve repair or replacement, if the later therapy is judged appropriate. | The device is a passive mesh wrap that is placed around both ventricles of the heart; the intention is to inhibit further dilatation of the ventricles and thus to facilitate reverse remodeling of the myocardium. The device is indicated for use in adult patients diagnosed with dilated cardiomyopathy who are symptomatic in spite of optimal medical therapy. The device can be used alone or in conjunction with mitral valve repair or replacement, if the later therapy is judged appropriate. | Heart | Y | N | Eligible
CV |  | NAV | Graft, Bypass, Coronary Artery |  |  | N | N |  |  | 6 |  |  |  |  | Y | Y | Ineligible
CV |  | NGV | System, Appendage Closure, Left Atrial | 3 |  | N | N |  |  | 2 |  |  |  |  | Y | N | Eligible
CV |  | NIK | Defibrillator, Automatic Implantable Cardioverter, With Cardiac Resynchronization (Crt-D) | 3 |  | N | N |  |  | 2 | These devices will be indicated for patients needing an ICD who also have moderate to severe heart failure and are indicated for cardiac resynchronization therapy. | These devices will be indicated for patients needing an ICD who also have moderate to severe heart failure and are indicated for cardiac resynchronization therapy. | These devices will be indicated for patients needing an ICD who also have moderate to severe heart failure and are indicated for cardiac resynchronization therapy. | These devices will be indicated for patients needing an ICD who also have moderate to severe heart failure and are indicated for cardiac resynchronization therapy. | Y | Y | Ineligible
CV |  | NIM | Stent, Carotid | 3 |  | N | N |  |  | 2 | Stent, Carotid -- a metal scaffold placed via a delivery catheter into the carotid artery to maintain the lumen |  |  |  | Y | Y | Eligible
CV |  | NIN | Stent, Renal | 3 |  | N | N |  |  | 2 | Stent, Renal -- a metal scaffold placed via a delivery catheter into the renal artery to maintain the lumen |  |  |  | Y | Y | Eligible
CV |  | NIO | Stent, Iliac | 3 |  | N | N |  |  | 2 | Stent, Iliac -- a metal scaffold placed via a delivery catheter into the iliac artery to maintain the lumen |  |  |  | Y | Y | Eligible
CV |  | NIP | Stent, Superficial Femoral Artery | 3 |  | N | N |  |  | 2 | Stent, Superficial Femoral Artery -- a metal scaffold placed via a delivery catheter into the superficial femoral artery artery to maintain the lumen |  |  |  | Y | Y | Eligible
CV |  | NIQ | Coronary Drug-Eluting Stent | 3 |  | N | N |  |  | 2 | Stent, coronary, drug-eluting -- a metal scaffold with a drug coating placed via a delivery catheter into the coronary artery or saphenous vein graft to maintain the lumen. The drug coating is intended to inhibit restenosis. |  |  |  | Y | Y | Eligible
CV |  | NIU | Stent, Superficial Femoral Artery, Drug-Eluting | 3 |  | N | N |  |  | 2 | Stent, Superficial Femoral Artery, Drug-Eluting -- a metal scaffold with a drug coating placed via a delivery catheter into the superficial femoral artery artery to maintain the lumen. The drug coating is intended to inhibit restenosis. |  |  |  | Y | Y | Ineligible
CV |  | NIV | Coronary Covered Stent |  |  | N | N |  |  | 6 | Stent, coronary, covered -- a metal scaffold covered with material placed via a delivery catheter into the coronary artery artery or saphenous vein graft for the treatment of free perforations and/or to prevent dislodgement into the circulation of biological material from the vascular wall during or following placement of the device. |  |  |  | Y | Y | Eligible
CV |  | NKE | Pulse Generator, Pacemaker, Implantable, With Cardiac Resynchronization (Crt-P) | 3 |  | N | N |  |  | 2 | These devices are indicated for patients who have moderate to severe heart failure. These new devices use an additional lead to provide synchronized pacing of the heart, in addition to the regular features of a pacemaker. These products are sought for the treatment of patients who have moderate to severe heart failure. | These devices are indicated for patients who have moderate to severe heart failure. These new devices use an additional lead to provide synchronized pacing of the heart, in addition to the regular features of a pacemaker. These products are sought for the treatment of patients who have moderate to severe heart failure. | These devices are indicated for patients who have moderate to severe heart failure. These new devices use an additional lead to provide synchronized pacing of the heart, in addition to the regular features of a pacemaker. These products are sought for the treatment of patients who have moderate to severe heart failure. | These devices are indicated for patients who have moderate to severe heart failure. These new devices use an additional lead to provide synchronized pacing of the heart, in addition to the regular features of a pacemaker. These products are sought for the treatment of patients who have moderate to severe heart failure. | Y | Y | Ineligible
CV |  | NKM | Mitral Valve Repair Devices | 3 |  | N | N |  |  | 2 | To repair the mitral valve by coapting the valve leaflets to prevent mitral regurgitation. These devices are different from the classified device (annuloplasty rings) in that a cardiotomy is not required to place them, some of them are placed percutaneously, and they definitely are not rings that are sewn on to the valve annulus. |  |  |  | Y | N | Eligible
CV |  | NPS | Tricuspid Valve Repair Device, Percutaneously Delivered | 3 |  | N | N |  |  | 2 | These devices are intended to repair heart valves by methods other than that used by the classified device (annuloplasty rings). They may be placed using non-traditional techniques or other novel methods for decreasing valvular regurgitation. | These devices typically comprise an implant, a delivery system, and other components for transcatheter delivery of the implant. | The implant used to repair the tricuspid valve is delivered percutaneously via a catheter. | Tricuspid valve | Y | Y | Ineligible
CV |  | NPT | Aortic Valve, Prosthesis, Percutaneously Delivered | 3 |  | N | N |  |  | 2 | To replace a patient's aortic heart valve. They are different from the classified device (heart valves) in that they are placed percutaneously and do not require open chest surgery or a cardiotomy for placement. |  |  |  | Y | Y | Eligible
CV |  | NPU | Prosthesis, Mitral Valve, Percutaneously Delivered | 3 |  | N | N |  |  | 2 | These devices are intended to replace a patient's mitral heart valve. They are different from the classified device (heart valves) in that they are placed percutaniously and do not require open chest surgery or a cardiotomy for placement. |  |  |  | Y | Y | Eligible
CV |  | NPV | Pulmonary Valve Prosthesis Percutaneously Delivered |  |  | N | N |  |  | 2 | These devices are intended to replace a patient's pulmonary heart valve. They are different from the classified device (heart valves) in that they are placed percutaneously and do not require open chest surgery or a cardiotomy for placement. |  |  |  | Y | Y | Eligible
CV |  | NPW | Percutaneously Delivered Prostheses And Tricuspid Valves | 3 |  | N | N |  |  | 2 | These devices are intended to replace a patient's tricuspid heart valve. They are different from the classified device (heart valves) in that they are placed percutaniously and do not require open chest surgery or a cardiotomy for placement. |  |  |  | Y | Y | Ineligible
CV |  | NVN | Drug Eluting Permanent Right Ventricular (Rv) Or Right Atrial (Ra) Pacemaker Electrodes | 3 |  | N | N |  |  | 2 | Drug eluting permanent RV or RA pacemaker electrodes are used with compatible pacemakers or implantable cardioverter defibrillators (ICD) or cardiac rhythm therapy (CRT) devices to deliver pacing pulses to the heart. | The device is a flexible, insulated electrical conductor with one end designed to make a secure connection to a pacemaker or ICD or CRT and the other end applied to the myocardium. | Used as part of an implantable pacemaker system. | Makes contact with the heart (myocardial tissue). | Y | Y | Ineligible
CV |  | NVY | Permanent Defibrillator Electrodes | 3 |  | N | N |  |  | 2 | Permanent defibrillator electrodes are used with compatible implantable cardioverter defibrillators (ICD) and cardiac rhythm therapy-defibrillators (CRT-D) to sense the cardiac rhythm and to deliver high energy therapy to the heart when tachycardia is detected. Some transvenous models can also be used for pacing the right ventricle. | The device is a flexible, insulated electrical conductor with one end designed to make a secure connection to an ICD or CRT-D and the other end located in a position which directs defibrillation energy to the heart | Used as part of an implantable defibrillation system. | Makes contact with the heart (endocardial or myocardial tissue) or is located in a proximity and orientation that creates a vector for defibrillation energy to the heart. | Y | Y | Ineligible
CV |  | NVZ | Pulse Generator, Permanent, Implantable | 3 |  | N | N |  |  | 2 | Intended as a permanent implant to deliver pacing pulses and other pacing therapies through pacing leads implanted in the heart. | A hermetically sealed outer can (usually metallic) houses electronic circuitry and allows for connection to pacing leads (electrodes). | Used as part of a pacing system that consists of a pulse generator and a lead, and which may also require an external pacemaker programmer. | Implanted in the chest or abdomen, and makes contact with cardiac tissue via pacing leads. | Y | Y | Ineligible
CV |  | NWX | Catheter, Percutaneous Transluminal Coronary Angioplasty (Ptca), Cutting/Scoring | 3 |  | N | N |  |  | 2 | To reduce coronary artery stenosis by dilatation of the balloon and by apposition of the cutting/scoring surfaces to the stenotic material for the treatment of coronary artery stenosis to improve myocardial perfusion. | Cutting/scoring PTCA catheters are usually comprised of flexible polymers for the catheter body and a compliant polymer for the balloon. The cutting/scoring elements are usually metal. | The device functions independently, but is typically placed using a guidewire and guiding catheter. The balloon is inflated by the infusion of liquid through the body of the catheter. Following treatment, the liquid is withdrawn, the balloon is deflated and then withdrawn from the body. | Coronary arteries. | N | N | Eligible
CV |  | NXW | Scaffold, Infrapopliteal, Absorbable | 3 |  | N | N |  |  | 2 | The absorbable scaffold is for improving luminal diameter for the treatment of lesions in native infrapopliteal arteries. | Absorbable stent or scaffold and delivery catheter | Absorbable stent or scaffold placed via a delivery catheter into the native infrapopliteal arteries | native infrapopliteal arteries | Y | N | Ineligible
CV |  | OAD | Catheter, Percutaneous, Cardiac Ablation, For Treatment Of Atrial Flutter | 3 |  | N | N |  |  | 2 | For the treatment of atrial flutter. | The device is an ablation catheter that features electrodes through which thermal energy is delivered. | The ablation catheter delivers energy to the specific region of the heart in order to create lesions that will treat the patient of atrial flutter. | Heart | N | Y | Eligible
CV |  | OAE | Catheter, Percutaneous, Cardiac Ablation, For Treatment Of Atrial Fibrillation | 3 |  | N | N |  |  | 2 | For the treatment of atrial fibrillation. | The device is an ablation catheter that features electrodes through which thermal energy is delivered. | The ablation catheter delivers energy to the specific region of the heart in order to create lesions that will treat the patient of atrial fibrillation. | Heart | N | Y | Eligible
CV |  | OBC | Occluder, Internal Vessel, Temporary | 3 |  | N | N |  |  | 2 | For temporarily occluding vessels during anastomosis procedures. | liquid at room temperature and gel at body temperature | The material is thermosensitive such that it forms a gel when injected into the blood vessel, and remains gelled for the period it takes to make the anastomosis | blood vessels | N | N | Eligible
CV |  | OBD | Barrier, Adhesion, Cardiovascular | 3 |  | N | N |  |  | 2 | Indicated to reduce the incidence, severity or extent of adhesions/tissue attachment in cardiovascular surgery by providing a plane of dissection or mechanical barrier between opposing surfaces of tissue and/or devices. Intended for use in cardiac surgery to prevent or reduce adhesions, and facilitate reoperation in patients who are anticipated to need staged cardiovascular surgeries or repeat procedures in the thoracic region. | a resorbable synthetic polymeric material that is either a sheet of material or a spray liquid | the barrier may be either placed in the area of concern, or sutured in place, or sprayed onto the area | thoracic region | Y | N | Eligible
CV |  | OCM | Surgical Cardiac Ablation Device, For Treatment Of Atrial Fibrillation | 3 |  | N | N |  |  | 2 | Surgical cardiac ablation for the treatment of atrial fibrillation. | x | x | Heart. | N | N | Eligible
CV |  | ODT | Tissue Adhesive, Aortic Aneurysmorrhaphy |  |  | N | N |  |  | 6 | For use as an adjunct in the surgical repair of thoracic aortic aneurysms. | a two-part liquid that is mixed just prior to use | the adhesive is introduced into the false lumen after collapsing the false lumen to minimize the amount of adhesive needing to be dispensed | false lumen of an aortic aneurysm | Y | N | Eligible
CV |  | OHA | Heart Valve, More Than Minimally Manipulated Allograft |  | 1 | N | N |  |  | 1 | For the replacement of diseased, damaged, malformed or malfunctioning native or prosthetic pulmonary heart valves. They may also be used in the replacement of native pulmonary heart valves when the ross procedure is performed. Pulmonary heart valve allografts are used to repair both congential and acquired valvular lesions. | The allograft heart valve has been more than minimally manipulated. | The allograft heart valve replaces the native or prosthetic pulmonary heart valve. | pulmonary heart valve | Y | N | Eligible
CV |  | OJE | Right Ventricular Bypass (Assist) Device |  |  | N | N |  |  | 6 | To provide circulatory support for patients in cardiogenic shock due to acute right ventricular failure. | The system is comprised of a blood pump, motor, drive console, flow sensor, and inlet and outlet cannulae. The blood pump is single-use only but the other components can be reused. | The blood pump is driven by a motor and controller, to propel blood from the right ventricle or atrium to the pulmonary circulation. | right ventricle or atrium to pulmonary circulation | N | N | Ineligible
CV |  | OJX | Drug Eluting Permanent Left Ventricular (Lv) Pacemaker Electrode | 3 |  | N | N |  |  | 2 | Drug eluting permanent lv pacemaker electrodes are used with compatible cardiac rhythm therapy (crt) devices to deliver pacing pulses to the heart. | The device is a flexible, insulated electrical conductor with one end designed to make a secure connection to a CRT device and the other end located in a left cardiac vein. | Used as part of an implantable crt system. | Makes contact with the lv via the left cardiac vein. | Y | Y | Ineligible
CV |  | ONU | Drug-Eluting Peripheral Transluminal Angioplasty Catheter | 3 |  | N | N |  |  | 2 | A drug-eluting peripheral transluminal angioplasty catheter is a combination product intended for balloon dilatation of peripheral vasculature to establish or maintain patency. A drug-eluting PTA catheter delivers a drug to the vessel as part of the angioplasty procedure and is intended to inhibit restenosis. Intended to provide percutaneous transluminal angioplasty of lesions in peripheral arteries including iliac, popliteal, femoral, and iliofemoral. | The balloon catheter is generally constructed of synthetic materials such as plastic and introduced into the body using a guidewire. The balloon is generally manufactured in multiple diameters and lengths to allow for treatment of different lesion sizes. | The balloon catheter uses mechanical force across a lesion to establish patency. The drug coating serves as an adjunct to the mechanical action of balloon angioplasty and assists in maintaining vessel patency post-procedure. | Lesions in peripheral arteries including iliac, popliteal, femoral, and iliofemoral | N | N | Ineligible
CV |  | OOB | Drug-Eluting Percutaneous Transluminal Coronary Angioplasty Catheter | 3 |  | N | N |  |  | 2 | A drug-eluting percutaneous transluminal coronary angioplasty catheter is a combination product intended for balloon dilatation of a hemodynamically significant coronary artery or bypass graft stenosis in patients evidencing coronary ischemia for the purpose of improving myocardial perfusion. A drug-eluting ptca catheter may also be intended for the treatment of acute myocardial infarction; Treatment of in-stent restenosis (isr) and/or post-deployment stent expansion. A drug-eluting ptca catheter delivers a drug to the vessel as part of the angioplasty procedure, which is intended to inhibit restenosis. | The balloon catheter is generally constructed of synthetic materials such as plastic and introduced into the body using a guidewire. The balloon is generally manufactured in multiple diameters and lengths to allow for treatment of different lesion sizes. | The balloon catheter uses mechanical force across a lesion to establish patency. The drug coating serves as an adjunct to the mechanical action of balloon angioplasty and assists in maintaining vessel patency post-procedure. | Hemodynamically significant coronary artery or bypass graft stenosis in patients evidencing coronary ischemia | N | N | Ineligible
CV |  | OSR | Pacemaker/Icd/Crt Non-Implanted Components | 3 |  | N | N |  |  | 2 | Pacemaker/ICD/CRT non-implanted components provide programming, interrogation, printing, remote monitoring, and communication between the pulse generator and the health care provider. | Pacemaker/ICD/CRT non-implanted components can be separate pieces or integrated and usually include housings, electronics, processors, software, connectors, and cables. | Pacemaker/ICD/CRT non-implanted components transmit data from the implanted device to the health care provider using telemetry download, and direct or remote transmission. | Pacemaker/ICD/CRT devices are intended to provide therapy to the heart. The non-implanted components support the implanted devices. | Y | N | Ineligible
CV |  | OZD | Temporary Non-Roller Type Left Heart Support Blood Pump | 3 |  | N | N |  |  | 2 | A blood pump that provides temporary full or partial left heart support | Rotor or axial type pump manufactured of various materials. Single use, disposable. | pumps part or all of the patient's blood circulation either during an adjunctive procedure where the patient requires hemodynamic stability, or a temporary use of the device to unload the heart to give it time to recover from an acute condition. | Heart | N | Y | Ineligible
CV |  | OZG | Transcatheter Septal Occluder (Atrial) | 3 |  | N | N |  |  | 2 | For the treatment of defects in the atrial septum and closure of atrial septal defects via transcatheter technique. | permanent implant placed in septum (usually constructed of a combination of metals/polymers that is placed via a venous catheter system) | percutaneous venous puncture and interventional technique | cardiac atrial septum | Y | N | Eligible
CV |  | OZH | Transcatheter Septal Occluder (Ventricular) | 3 |  | N | N |  |  | 2 | For the treatment of defect in the ventricular septum and closure of ventricular septal defects via transcatheter technique. | permanent implant placed in septum, usually constructed of a combination of metals/polymers that is placed via a catheter system | percutaneous puncture and interventional technique | cardiac ventricular septum | Y | N | Eligible
CV |  | PAP | Aortic Heart Valve, More Than Minimally Manipulated Allograft |  |  | N | N |  |  | 6 | Intended for use in the replacement of diseased, damaged, malformed, or malfunctioning native or prosthetic aortic valves in pediatric patients. | More than minimally manipulated aortic allograft heart valve | Surgical replacement | Aortic valve | Y | Y | Eligible
CV |  | PCW | Implantable Pulse Generator, Programmer And Battery Charger |  | 3 | N | N |  |  | 3 | intended for the treatment of moderate to severe heart failure. | resembles an implantable cardiac pacemaker, it differs in that it devlivers it electrical stimulation pulses during the absolute refractory period and therefore does not initiate a cardiac cycle, thus it does not regulate rhythmicity | electricallly stimulates the heart during the absolute refractory period to improve cardiac contractile properties | apllies electrical pulses to the heart | Y | N | Eligible
CV |  | PCX | Artificial Chordae Tendinae Delivery System |  | 3 | N | N |  |  | 3 | Deploys ePTFE suture, labeled for use as artificial chordae tendinae, while the heart is beating as an alternative to the conventional surgical approach for this type of mitral valve repair. | hand-held dispenser | manual dispenser | cardiovascular system | N | N | Eligible
CV |  | PFV | System, Endovascular Graft, Arteriovenous (Av) Dialysis Access Circuit Stenosis Treatment | 3 |  | N | N |  |  | 2 | An endovascular graft for AV dialysis access is a stent graft intended for the revision of arteriovenous access circuits to maintain or re-establish vascular access (treat stenotic lesions or thromboic occlusions) for hemodialysis. | The endovascular stent-graft is a metal scaffold covered with fabric material. The stent-graft is placed via a delivery catheter into the arteriovenous dialysis access circuit to maintain or re-establish vessel patency for hemodialysis. The endovascular stent-grafts are available in various diameters and lengths. | Generally, a Peripheral Transluminal Angioplasty (PTA) catheter is used initially to open up the occlusion and allow for passage of the endovascular graft delivery system to pass through. The endovascular graft is then deployed at the site of the occlusion with the structural stent component propping open the vessel. The covered stent assists in maintaining vessel patency post-procedure. | Stenotic lesions or thrombotic occlusions in the arteriovenous dialysis access circuit, including the venous anastomosis. | Y | N | Eligible
CV |  | PIZ | Combination Compression/Decompression Manual Chest Pump With Impedance Respiratory Valve | 3 |  | N | N |  |  | 2 | Intended for use as a CPR adjunct to improve the likelihood of survival in adult patients with non-traumatic cardiac arrest. | The device system is comprised of two components: A manual pump containing a suction cup so that active decompression can take place. The valve is inserted in the respiratory circuit (e.g., facemask or advanced airway) during CPR. | Uses active compression and decompression of the victim's chest during manual CPR, as well as impeding the inflow of air during the decompression phase to reduce the intrathoracic pressure and increase blood flow. | The pump is placed on the victim's chest, and the valve is placed within the respiratory circuit. | N | Y | Eligible
CV |  | PJQ | Agent, Occluding, Vascular, Permanent | 3 |  | N | N |  |  | 2 | The device is a polymerizing agent intended for permanent occlusion of peripheral blood vessels. | The device consists of a polymerizing glue and delivery system for injection into the vasculature. | The material polymerizes in the vessel to permanently coapt or occlude the vessel. | Peripheral vasculature | Y | N | Eligible
CV |  | PKK | Stent Delivery System |  | 3 | N | N |  |  | 3 | For coarctation of the aorta | For coarctation of the aorta | For coarctation of the aorta | Aorta | Y | N | Eligible
CV |  | PNF | Aortic Stent | 3 |  | N | N |  |  | 2 | Coarctation of the Aorta | The stent is metal and is offered in a range of diameters | An expandable stent is placed in the aorta to keep the vessel open | Aorta | Y | Y | Eligible
CV |  | PNY | Absorbable Coronary Drug-Eluting Stent | 3 |  | N | N |  |  | 2 | An absorbable scaffold with a drug coating placed via a delivery catheter into the coronary artery or saphenous vein graft to maintain the lumen. The drug coating is intended to inhibit restenosis. | Mesh tube in various lengths and diameters | Provides mechanical support to the treated artery and a drug agent to prevent restenosis of the treated artery, and then gradually dissolves and is absorbed by the body. | Coronary arteries | Y | Y | Ineligible
CV |  | PRC | Drug-Coated Peripheral Transluminal Angioplasty Catheter | 3 |  | N | N |  |  | 2 | Balloon dilatation of native and/or synthetic arteriovenous dialysis fistulae to establish or maintain patency | The balloon catheter is generally constructed of synthetic materials such as plastic and introduced into the body using a guidewire. The balloon is generally manufactured in multiple diameters and lengths to allow for treatment of different lesion sizes. There is typically a drug coating on the balloon with assists in maintaining vessel patency. | The balloon catheter uses mechanical force across a lesion to establish patency. The drug coating serves as an adjunct to the mechanical action of balloon angioplasty and assists in maintaining vessel patency post-procedure. | Synthetic and/or native arteriovenous dialysis fistulae. | N | N | Ineligible
CV |  | PRL | Iliac Covered Stent, Arterial | 3 |  | N | N |  |  | 2 | For the treatment of de novo or restenotic lesions found in iliac arteries | Metallic tube with graft covering | Physical mesh tube placed in the vessel to hold open | Iliac arteries | Y | N | Ineligible
CV |  | QAN | Stent, Iliac Vein | 3 |  | N | N |  |  | 2 | A metal scaffold placed via a delivery catheter in the iliac vein to maintain the lumen | A metal scaffold placed via a delivery catheter | A metal scaffold placed via a delivery catheter in the iliac vein to maintain the lumen | Iliac vein | Y | Y | Ineligible
CV |  | QBI | Acute Coronary Syndrome Event Detector | 3 |  | N | N |  |  | 2 | Detect Acute Coronary Syndrome events and prompt the patient to seek medical attention. | Hermetically sealed electronics with a flexible lead for intracardiac placement | Monitoring the intracardiac electrogram for ST-segment deviation indicative of coronary artery occlusion. | Heart | Y | N | Ineligible
CV |  | QCT | Scaffold, Dissection Repair | 3 |  | N | N |  |  | 2 | For the repair of dissections following percutaneous transluminal angioplasty in the lower extremity arteries | Metal or polymer scaffold and catheter delivery system | A metal or polymer scaffold place via a delivery catheter into the lower extremity arteries | Lower extremity arteries | Y | Y | Ineligible
CV |  | QFV | Implantable Pulse Generator | 3 |  | N | N |  |  | 2 | Deliver Cardiac Contractility Modulation signals during the absolute refractory period | Resembles an implantable cardiac defibrillator. | Electrically stimulates the heart during the absolute refractory period to improve cardiac contractility properties | Heart | Y | Y | Ineligible
CV |  | QIK | Organ Care System (Ocs) Heart System | 3 |  | N | N |  |  | 2 | A portable ex vivo organ perfusion system used to preserve a donor heart for transplantation into a potential recipient. | Device includes a perfusion apparatus and may also include a preservation solution set as part of the system. The perfusion apparatus consists of an enclosure that houses the hardware and software used to control and perform functions such as perfusion, gas exchange, and temperature regulation. | Device actively perfuses the donor hearts with a preservation solution at a normothermic or hypothermic temperature throughout the preservation period. | Donor heart | N | Y | Ineligible
CV |  | QKJ | Stent, Central Venous | 3 |  | N | N |  |  | 2 | A central venous stent is a prescription device for maintaining the luminal diameter of the central veins. | A metal scaffold placed via a delivery catheter. | A metal scaffold placed via a delivery catheter in the central veins to maintain the lumen. | Central veins. | Y | N | Ineligible
CV |  | QLJ | Patient Monitor With Independent Remote Display And Operation |  | 11 | N | N |  |  | 8 | Monitors intended for the remote display and operation of patient physiological monitors, including alarm functionality, signal analysis, and data recording during declared public health emergency. | Patient monitor with screen for remote display and operation | Connects to the main monitor through a wired network | The remote monitor provides display and operation of physiological measurements which the primary monitor is capable of monitoring. | N | N | Ineligible
CV |  | QLL | Left Ventricular Ejection Fraction Screening Tool |  | 11 | N | N |  |  | 8 | Electrocardiogram Low Ejection Fraction Tool to be used by healthcare professionals to provide an assessment of Left Ventricular Ejection Fraction (LVEF) for use as a diagnostic aid to screen for potential cardiac complications or underlying cardiac conditions, in adult patients. For use during declared public health emergency. | Software | Machine learning algorithm on ECG signal. | Heart | N | N | Ineligible
CV |  | QLM | Intensive Care Unit, Respiratory Failure And Hemodynamic Instability Tool |  | 11 | N | N |  |  | 8 | To be used by healthcare providers in the Intensive Care Unit (ICU) for adult patients for the computation of patient status indices as an adjunct to patient monitoring during the declared public health emergency. | Software | Software algorithm | Cardiopulmonary system | N | N | Ineligible
CV |  | QLN | Extracorporeal System For Carbon Dioxide Removal For The Treatment Of Covid-19 |  | 11 | N | N |  |  | 8 | to treat lung failure due to COVID-19 when used as an adjunct to noninvasive or invasive mechanical ventilation in reducing hypercapnia and hypercapnic acidosis due to Coronavirus Disease 2019 (COVID-19), and/or maintaining normalized levels of partial pressure of carbon dioxide (PCO2) and pH in patients suffering from acute, reversible respiratory failure due to COVID-19 for whom ventilation of CO2 cannot be adequately, safely, or tolerably achieved. | The device looks like an ECMO system | uses partial pressures between the circulating blood and the sweep gas to allow sufficient gas exchange to treat hypercapnia | The device is part of an extracorporeal circuit and exchanges the blood gases within the device, outside of the body while the blood is circulated in the extracorporeal circuit. | N | Y | Ineligible
CV |  | QMG | Shockwave Intravascular Lithotripsy System | 3 |  | N | N |  |  | 2 | Dilatation of coronary arteries prior to stenting | Catheter, connector cables, generator. | Percutaneous, intravascular delivery of the device to lesions in the coronary arteries | Coronary arteries | N | N | Ineligible
CV |  | QNY | Remote Or Wearable Patient Monitoring Device For Drug Induced Qt Prolongation Monitoring |  | 11 | N | N |  |  | 8 | To be used by healthcare professionals (HCP) in the hospital setting for remote monitoring and detection of changes in the QT interval of an electrocardiogram (ECG) in general care patients who are 18 years of age or older and are undergoing treatment with drugs that can prolong QT intervals and may cause life threatening arrhythmias. Device used during declared public health emergency. | n/a | n/a | n/a | N | N | Ineligible
CV |  | QNZ | Powered Communication System For Emergency Use |  | 11 | N | N |  |  | 8 | Powered environmental control system to support remote nurse call events, including those originating from ventilators, by trained health care providers from outside an isolation unit to avoid unnecessary exposures during the declared public health emergency. | n/a | n/a | n/a | N | N | Ineligible
CV |  | QOA | Ppg Sensor Wearable For Hypercoagulation Detection And Covid-19 Screening |  | 11 | N | N |  |  | 8 | PPG sensor wearable device used in conjunction with thermometers to triage asymptomatic individuals for COVID-19 risk in settings where thermometers are being used for such purpose in accordance with CDC and institutional infection prevention and control guidelines | n/a | n/a | n/a | N | N | Ineligible
CV |  | QOC | Temporary Non-Roller Type Left Or Right Heart Support Blood Pump |  | 11 | N | N |  |  | 8 | Providing temporary partial or full left or right heart circulatory support in addition to other treatments for patient during the declared public health emergency. | n/a | n/a | n/a | N | N | Ineligible
CV |  | QOD | Extracorporeal Circuit And Accessories For Long Term Respiratory Cariodpulmonary Failure |  | 11 | N | N |  |  | 8 | Extracorporeal circuit and accessories for long-term respiratory/cardiopulmonary failure for patient having cardiopulmonary failure during the declared public health emergency. | n/a | n/a | n/a | N | N | Ineligible
CV |  | QSK | Hybrid Stent Graft, Thoracic Aortic Lesion Treatment | 3 |  | N | N |  |  | 2 | Repair or replacement of damaged or diseased vessel of the aortic arch and descending thoracic aorta, with or without involvement of ascending aorta, using vascular grafts and/or stent grafts placed during open surgical repair. | Combination of vascular grafts and/or stent grafts | An open surgical procedure in which a vascular graft and/or stent graft is placed inside the thoracic aorta, redirecting blood flow away from the lesion and replacing or relining the aortic wall. | Ascending Aorta, Aortic Arch and Descending Thoracic Aorta | Y | Y | Ineligible
CV |  | QVG | Embolization Agent, Vascular | 3 |  | N | N |  |  | 2 | For occluding peripheral vessels | Injectable material(s) that forms (e.g., polymerizes, precipitates) in situ to obstruct blood flow. It is unlike the coil or particulate embolization devices in that it polymerizes in situ. Particulate or coil-based embolic agents are delivered in pre-formed shapes and configurations. | Material(s) delivered via catheter to the peripheral vessel to occlude the vessel and obstruct blood flow | Peripheral vessels | Y | N | Ineligible
CV |  | QWC | Pulmonary Stent | 3 |  | N | N |  |  | 2 | A pulmonary stent is a metal scaffold placed via a delivery catheter into the pulmonary artery to maintain the lumen. | The stent is metal and is offered in a range of diameters | An expandable stent is placed in the pulmonary artery to keep the vessel open. | Pulmonary artery | Y | N | Ineligible
CV |  | QWM | Stent Graft, Bypass, Superficial Femoral Artery | 3 |  | N | N |  |  | 2 | For bypassing stenosis in the superficial femoral artery via the femoral vein | Covered metal stent, catheter delivery system, crossing catheter, and accessories | A covered metal scaffold placed via delivery catheter(s) and accessories to bypass the superficial femoral artery via the femoral vein | Upper leg vessels | Y | N | Ineligible
CV |  | QWN | Stent Graft, Infrapopliteal, Venous Arterialization | 3 |  | N | N |  |  | 2 | For performing percutaneous arterialization of the deep veins to restore blood flow in the lower limbs | Covered metal scaffold, catheter delivery system, and accessories | A covered metal scaffold placed via delivery catheter(s) and accessories to arterialize the deep veins in the lower limb | Infrapopliteal vessels | Y | Y | Ineligible
CV |  | QYI | Ablation Catheter, Renal Denervation | 3 |  | N | N |  |  | 2 | For denervating the renal nerves to lower blood pressure | Catheter and generator | Catheter delivered near the renal nerves to deliver energy to cause denervation | Renal vasculature and nerves | N | N | Ineligible
CV |  | QZI | Percutaneous Cardiac Ablation Catheter For Treatment Of Atrial Fibrillation With Irreversible Electroporation | 3 |  | N | N |  |  | 2 | For the treatment of atrial fibrillation. | The device is an ablation catheter that features electrodes through which pulsed electric fields are delivered. | The ablation catheter delivers energy to the specific region of the heart in order to create lesions that will treat the patient of atrial fibrillation. | Heart | N | N | Ineligible
CV |  | QZK | Endovascular System For Treatment Of Thoracoabdominal And Pararenal Aortic Lesions | 3 |  | N | N |  |  | 2 | Endovascular repair of thoracoabdominal and pararenal aortic lesions | The endovascular system is a metal scaffold which may or may not be covered with fabric material. The permanent implant is placed via a delivery catheter into the aorta and its branching vessels. | An endovascular procedure in which a single component or multiple components of the device system are delivered into the aorta and branching vessels via catheters inserted through small incisions in the arteries of the arm and leg. These components redirect blood flow to treat the lesion. | Segment of the aorta bridging across the diaphragm from the chest through the abdomen involving the renal arteries and visceral branch vessels. More proximal and/or more distal anatomy may also be involved. | Y | N | Ineligible
CV |  | SEG | Leadless Cardiac Resynchronization Therapy (Crt) | 3 |  | N | N |  |  | 2 | Leadless Cardiac Resynchronization Therapy (CRT) is intended to deliver CRT using a leadless left ventricular implant | leadless electrode, transmitter, battery, delivery catheter, programmer | delivery to the left ventricular endocardium | left ventricle | Y | N | Ineligible
CV |  | SEQ | Covered Stent Vascular Connector, Hemodialysis Access Circuit | 3 |  | N | N |  |  | 2 | The device is intended for suture-less attachment between an arteriovenous (AV) graft to a native vessel or between two native vessels (i.e., lack of suture placement on one or both ends) for the creation of a hemodialysis access site. | Metal scaffold encapsulated in fabric material. | The device is used to create a connection between an AV graft and native vessel or between two native vessels to create a hemodialysis access site. The implant is inserted into the native vessel or vascular graft, either manually or via a delivery system to create the connection. Suture attachment is not necessary to secure the device on one or both ends. | arteriovenous dialysis access circuit, upper and lower limbs | Y | N | Ineligible
DE | DE | DYH | Adhesive, Bracket And Tooth Conditioner, Resin | 2 |  | N | Y |  | 872.375 | 1 |  |  |  |  | N | N | Eligible
DE | DE | DYJ | Retainer, Screw Expansion, Orthodontic | 1 |  | N | N |  | 872.541 | 4 |  |  |  |  | N | N | Eligible
DE | DE | DYN | Mouthpiece, Saliva Ejector | 1 |  | N | N |  | 872.664 | 4 |  |  |  |  | N | N | Eligible
DE | DE | DYO | Band, Material, Orthodontic | 1 |  | N | N |  | 872.541 | 4 |  |  |  |  | N | N | Eligible
DE | DE | DYT | Maintainer, Space Preformed, Orthodontic | 1 |  | N | N |  | 872.5525 | 4 |  |  |  |  | N | N | Eligible
DE | DE | DYW | Bracket, Plastic, Orthodontic | 2 |  | N | Y |  | 872.547 | 1 |  |  |  |  | N | N | Eligible
DE | DE | DYX | Lock, Wire, And Ligature, Intraoral | 2 |  | N | N |  | 872.46 | 1 |  |  |  |  | Y | N | Eligible
DE | DE | DZA | Drill, Dental, Intraoral | 1 |  | N | N |  | 872.413 | 4 |  |  |  |  | N | N | Eligible
DE | DE | DZB | Headgear, Extraoral, Orthodontic | 2 |  | N | Y |  | 872.55 | 1 |  |  |  |  | N | N | Eligible
DE | DE | DZC | Wire, Orthodontic | 1 |  | N | N |  | 872.541 | 4 |  |  |  |  | N | N | Eligible
DE | DE | DZD | Tube, Orthodontic | 1 |  | N | N |  | 872.541 | 4 |  |  |  |  | N | N | Eligible
DE | DE | DZE | Implant, Endosseous, Root-Form | 2 |  | N | N |  | 872.364 | 1 |  |  |  |  | Y | N | Eligible
DE | DE | DZH | Saw, Bone, Ac-Powered | 2 |  | N | Y |  | 872.412 | 1 |  |  |  |  | N | N | Eligible
DE | DE | DZI | Drill, Bone, Powered | 2 |  | N | Y |  | 872.412 | 1 |  |  |  |  | N | N | Eligible
DE | DE | DZJ | Driver, Wire, And Bone Drill, Manual | 2 |  | N | Y |  | 872.412 | 1 |  |  |  |  | N | N | Eligible
DE | DE | DZK | Wire, Fixation, Intraosseous | 2 |  | N | N |  | 872.488 | 1 |  |  |  |  | Y | N | Eligible
DE | DE | DZL | Screw, Fixation, Intraosseous | 2 |  | N | N |  | 872.488 | 1 |  |  |  |  | Y | N | Eligible
DE | DE | DZM | Needle, Dental | 1 |  | N | N |  | 872.473 | 4 |  |  |  |  | N | N | Eligible
DE | DE | DZN | Instruments, Dental Hand | 1 |  | N | N |  | 872.4565 | 4 |  |  |  |  | N | N | Eligible
DE | DE | DZP | Instrument, Diamond, Dental | 1 |  | N | N |  | 872.4535 | 4 |  |  |  |  | N | N | Eligible
DE | DE | DZS | Capsule, Dental, Amalgam | 1 |  | N | N |  | 872.311 | 4 |  |  |  |  | N | N | Eligible
DE | DE | EAQ | Detector, Ultraviolet | 2 |  | N | Y |  | 872.635 | 1 |  |  |  |  | N | N | Eligible
DE | DE | EAS | Gel, Electrode, For Pulp Tester | 1 |  | N | N |  | 872.173 | 4 |  |  |  |  | N | N | Eligible
DE | DE | EAT | Tester, Pulp | 2 |  | N | N |  | 872.172 | 4 |  |  |  |  | N | N | Eligible
DE | DE | EAX | Mirror, Mouth | 1 |  | N | N |  | 872.4565 | 4 |  |  |  |  | N | N | Eligible
DE | DE | EAY | Light, Fiber Optic, Dental | 1 |  | N | N |  | 872.462 | 4 |  |  |  |  | N | N | Eligible
DE | DE | EAZ | Light, Operating, Dental | 1 |  | N | N |  | 872.463 | 4 |  |  |  |  | N | N | Eligible
DE | DE | EBA | Light, Surgical Headlight | 1 |  | N | N |  | 872.463 | 4 |  |  |  |  | N | N | Eligible
DE | DE | EBC | Sealant, Pit And Fissure, And Conditioner | 2 |  | N | Y |  | 872.3765 | 1 |  |  |  |  | N | N | Eligible
DE | DE | EBD | Coating, Filling Material, Resin | 2 |  | N | Y |  | 872.331 | 1 |  |  |  |  | N | N | Eligible
DE | DE | EBE | Coating, Denture Hydrophilic, Resin | 2 |  | N | N |  | 872.33 | 4 |  |  |  |  | N | N | Eligible
DE | DE | EBF | Material, Tooth Shade, Resin | 2 |  | N | Y |  | 872.369 | 1 |  |  |  |  | N | N | Eligible
DE | DE | EBG | Crown And Bridge, Temporary, Resin | 2 |  | N | Y |  | 872.377 | 1 |  |  |  |  | N | N | Eligible
DE | DE | EBH | Material, Impression Tray, Resin | 1 |  | Y | N |  | 872.367 | 4 |  |  |  |  | N | N | Eligible
DE | DE | EBI | Resin, Denture, Relining, Repairing, Rebasing | 2 |  | N | Y |  | 872.376 | 1 |  |  |  |  | N | N | Eligible
DE | DE | EBL | Pin, Retentive And Splinting, And Accessory Instruments | 1 |  | N | N |  | 872.374 | 4 |  |  |  |  | N | N | Eligible
DE | DE | EBO | Denture Repair Kit | 2 |  | N | N |  | 872.357 | 7 | This product code has been established in accordance with the may 20, 1997, guidance entitled, convenience kits interim regulatory guidance, found at www.Fda.Gov/cdrh/ode/convkit.Html. This type of convenience kit, as listed in the guidance above, is under enforcement discretion, and does not require a premarket notification (510(k)) to market if it meets all criteria in the guidance. | This product code has been established in accordance with the May 20, 1997, Guidance entitled, Convenience Kits Interim Regulatory Guidance, found at www.fda.gov/cdrh/ode/convkit.html. This type of convenience kit, as listed in the guidance above, is under enforcement discretion, and does not require a premarket notification (510(k)) to market if it meets all criteria in the guidance. | This product code has been established in accordance with the May 20, 1997, Guidance entitled, Convenience Kits Interim Regulatory Guidance, found at www.fda.gov/cdrh/ode/convkit.html. This type of convenience kit, as listed in the guidance above, is under enforcement discretion, and does not require a premarket notification (510(k)) to market if it meets all criteria in the guidance. | This product code has been established in accordance with the May 20, 1997, Guidance entitled, Convenience Kits Interim Regulatory Guidance, found at www.fda.gov/cdrh/ode/convkit.html. This type of convenience kit, as listed in the guidance above, is under enforcement discretion, and does not require a premarket notification (510(k)) to market if it meets all criteria in the guidance. | N | N | Eligible
DE | DE | EBP | Reliner, Denture, Over The Counter | 2 |  | N | N |  | 872.356 | 4 |  |  |  |  | N | N | Eligible
DE | DE | EBR | Unit, Suction Operatory | 1 |  | N | N |  | 872.664 | 4 |  |  |  |  | N | N | Eligible
DE | DE | EBW | Controller, Foot, Handpiece And Cord | 1 |  | N | Y |  | 872.42 | 1 |  |  |  |  | N | N | Eligible
DE | DE | EBZ | Activator, Ultraviolet, For Polymerization | 2 |  | N | Y |  | 872.607 | 1 |  |  |  |  | N | N | Eligible
DE | DE | ECB | Unit, Syringe, Air And/Or Water | 1 |  | N | N |  | 872.4565 | 4 |  |  |  |  | N | N | Eligible
DE | DE | ECC | Sterilizer, Glass Bead | 3 |  | N | N |  | 872.673 | 2 | Call for PMAs on 4/21/97 per 62 FR 2902 on 1/27/97 |  |  |  | N | N | Eligible
DE | DE | ECG | Sterilizer, Boiling Water | 1 |  | N | Y |  | 872.671 | 1 |  |  |  |  | N | N | Eligible
DE | DE | ECI | Band, Elastic, Orthodontic | 1 |  | N | N |  | 872.541 | 4 |  |  |  |  | N | N | Eligible
DE | DE | ECM | Band, Preformed, Orthodontic | 1 |  | N | N |  | 872.541 | 4 |  |  |  |  | N | N | Eligible
DE | DE | ECN | Clamp, Wire, Orthodontic | 1 |  | N | N |  | 872.541 | 4 |  |  |  |  | N | N | Eligible
DE | DE | ECO | Spring, Orthodontic | 1 |  | N | N |  | 872.541 | 4 |  |  |  |  | N | N | Eligible
DE | DE | ECP | Instrument, Ligature Tucking, Orthodontic | 1 |  | N | N |  | 872.4565 | 4 |  |  |  |  | N | N | Eligible
DE | DE | ECQ | Aligner, Bracket, Orthodontic | 1 |  | N | N |  | 872.4565 | 4 |  |  |  |  | N | N | Eligible
DE | DE | ECR | Setter, Band, Orthodontic | 1 |  | N | N |  | 872.4565 | 4 |  |  |  |  | N | N | Eligible
DE | DE | ECS | Pusher, Band, Orthodontic | 1 |  | N | N |  | 872.4565 | 4 |  |  |  |  | N | N | Eligible
DE | DE | ECT | Driver, Band, Orthodontic | 1 |  | N | N |  | 872.4565 | 4 |  |  |  |  | N | N | Eligible
DE | DE | EEA | Plate, Base, Shellac | 1 |  | Y | N |  | 872.62 | 4 |  |  |  |  | N | N | Eligible
DE | DE | EEF | Clamp, Rubber Dam | 1 |  | Y | N |  | 872.63 | 4 |  |  |  |  | N | N | Eligible
DE | DE | EEG | Heat Source For Bleaching Teeth | 1 |  | N | N |  | 872.6475 | 4 |  |  |  |  | N | N | Eligible
DE | DE | EEJ | Guard, Disk | 1 |  | Y | N |  | 872.601 | 4 |  |  |  |  | N | N | Eligible
DE | DE | EFA | Handpiece, Belt And/Or Gear Driven, Dental | 1 |  | N | Y |  | 872.42 | 1 |  |  |  |  | N | N | Eligible
DE | DE | EFB | Handpiece, Air-Powered, Dental | 1 |  | N | Y |  | 872.42 | 1 |  |  |  |  | N | N | Eligible
DE | DE | EFC | Warmer, Anesthetic Tube | 1 |  | N | N |  | 872.61 | 4 |  |  |  |  | N | N | Eligible
DE | DE | EFD | Amalgamator, Dental, Ac-Powered | 1 |  | N | N |  | 872.31 | 4 |  |  |  |  | N | N | Eligible
DE | DE | EFH | Paper, Articulation | 1 |  | Y | N |  | 872.614 | 4 |  |  |  |  | N | N | Eligible
DE | DE | EFK | Forceps, Articulation Paper | 1 |  | N | N |  | 872.4565 | 4 |  |  |  |  | N | N | Eligible
DE | DE | EFL | Forceps, Dressing, Dental | 1 |  | N | N |  | 872.4565 | 4 |  |  |  |  | N | N | Eligible
DE | DE | EFN | Cotton, Roll | 1 |  | Y | N |  | 872.605 | 4 |  |  |  |  | N | N | Eligible
DE | DE | EFS | Unit, Oral Irrigation | 1 |  | N | N |  | 872.651 | 4 |  |  |  |  | N | N | Eligible
DE | DE | EFT | Cleanser, Denture, Over The Counter | 1 |  | N | N |  | 872.352 | 4 |  |  |  |  | N | N | Eligible
DE | DE | EFW | Toothbrush, Manual | 1 |  | Y | N |  | 872.6855 | 4 |  |  |  |  | N | N | Eligible
DE | DE | EFX | Protector, Silicate | 1 |  | Y | N |  | 872.667 | 4 |  |  |  |  | N | N | Eligible
DE | DE | EGD | Wax, Dental, Intraoral | 1 |  | Y | N |  | 872.689 | 4 |  |  |  |  | N | N | Eligible
DE | DE | EGG | Attachment, Precision, All | 1 |  | N | N |  | 872.3165 | 4 |  |  |  |  | N | N | Eligible
DE | DE | EGI | Parallelometer | 1 |  | N | N |  | 872.4565 | 4 |  |  |  |  | N | N | Eligible
DE | DE | EGM | Injector, Jet, Mechanical-Powered | 2 |  | N | Y |  | 872.4475 | 1 |  |  |  |  | N | N | Eligible
DE | DE | EGN | Scissors, Surgical Tissue, Dental | 1 |  | N | N |  | 872.4565 | 4 |  |  |  |  | N | N | Eligible
DE | DE | EGQ | Injector, Jet, Gas-Powered | 2 |  | N | Y |  | 872.4465 | 1 |  |  |  |  | N | N | Eligible
DE | DE | EGS | Handpiece, Contra- And Right-Angle Attachment, Dental | 1 |  | N | Y |  | 872.42 | 1 |  |  |  |  | N | N | Ineligible
DE | DE | EGZ | Holder, Film, X-Ray | 1 |  | Y | N |  | 872.1905 | 4 |  |  |  |  | N | N | Eligible
DE | DE | EHA | Aligner, Beam, X-Ray | 1 |  | N | N |  | 872.182 | 4 |  |  |  |  | N | N | Eligible
DE | DE | EHE | Dispenser, Mercury And/Or Alloy | 1 |  | N | N |  | 872.308 | 4 |  |  |  |  | N | N | Eligible
DE | DE | EHJ | Disk, Abrasive | 1 |  | Y | N |  | 872.601 | 4 |  |  |  |  | N | N | Eligible
DE | DE | EHK | Cup, Prophylaxis | 1 |  | Y | N |  | 872.629 | 4 |  |  |  |  | N | N | Eligible
DE | DE | EHL | Point, Abrasive | 1 |  | Y | N |  | 872.601 | 4 |  |  |  |  | N | N | Eligible
DE | DE | EHM | Strip, Polishing Agent | 1 |  | Y | N |  | 872.601 | 4 |  |  |  |  | N | N | Eligible
DE | DE | EHO | Bar, Preformed | 1 |  | N | N |  | 872.3165 | 4 |  |  |  |  | N | N | Eligible
DE | DE | EHP | Clasp, Preformed | 1 |  | N | N |  | 872.3285 | 4 |  |  |  |  | N | N | Eligible
DE | DE | EHQ | Cusp, Preformed | 1 |  | N | N |  | 872.336 | 4 |  |  |  |  | N | N | Eligible
DE | DE | EHR | Pad, Denture, Over The Counter | 2 |  | N | N |  | 872.354 | 4 |  |  |  |  | N | N | Eligible
DE | DE | EHS | Cushion, Denture, Over The Counter | 2 |  | N | N |  | 872.354 | 4 |  |  |  |  | N | N | Eligible
DE | DE | EHY | Tray, Impression, Preformed | 1 |  | Y | N |  | 872.688 | 4 |  |  |  |  | N | N | Eligible
DE | DE | EHZ | Evacuator, Oral Cavity | 1 |  | N | N |  | 872.664 | 4 |  |  |  |  | N | N | Eligible
DE | DE | EIA | Unit, Operative Dental | 1 |  | N | Y |  | 872.664 | 1 |  |  |  |  | N | N | Eligible
DE | DE | EIB | Syringe, Irrigating (Dental) | 1 |  | N | N |  | 872.4565 | 4 |  |  |  |  | N | N | Eligible
DE | DE | EIC | Syringe, Periodontic, Endodontic, Irrigating | 1 |  | N | N |  | 872.4565 | 4 |  |  |  |  | N | N | Eligible
DE | DE | EID | Syringe, Restorative And Impression Material | 1 |  | N | N |  | 872.4565 | 4 |  |  |  |  | N | N | Eligible
DE | DE | EIE | Dam, Rubber | 1 |  | Y | N |  | 872.63 | 4 |  |  |  |  | N | N | Eligible
DE | DE | EIF | Accessories, Retractor, Dental | 1 |  | N | N |  | 872.4565 | 4 |  |  |  |  | N | N | Eligible
DE | DE | EIG | Retractor, All Types | 1 |  | N | N |  | 872.4565 | 4 |  |  |  |  | N | N | Eligible
DE | DE | EIH | Powder, Porcelain | 2 |  | N | Y |  | 872.666 | 1 |  |  |  |  | N | N | Eligible
DE | DE | EIK | Carver, Wax, Dental | 1 |  | N | N |  | 872.4565 | 4 |  |  |  |  | N | N | Eligible
DE | DE | EIL | Gauge, Depth, Instrument, Dental | 1 |  | N | N |  | 872.4565 | 4 |  |  |  |  | N | N | Eligible
DE | DE | EIR | Scissors, Collar And Crown | 1 |  | N | N |  | 872.4565 | 4 |  |  |  |  | N | N | Eligible
DE | DE | EIS | Remover, Crown | 1 |  | N | N |  | 872.4565 | 4 |  |  |  |  | N | N | Eligible
DE | DE | EIT | Applicator, Rapid Wax, Dental | 2 |  | N | N |  | 872.306 | 4 |  |  |  |  | N | N | Eligible
DE | DE | EIX | Probe, Periodontic | 1 |  | N | N |  | 872.4565 | 4 |  |  |  |  | N | N | Eligible
DE | DE | EIY | Instrument, Filling, Plastic, Dental | 1 |  | N | N |  | 872.4565 | 4 |  |  |  |  | N | N | Eligible
DE | DE | EJB | Handle, Instrument, Dental | 1 |  | N | N |  | 872.4565 | 4 |  |  |  |  | N | N | Eligible
DE | DE | EJE | Frame, Rubber Dam | 1 |  | Y | N |  | 872.63 | 4 |  |  |  |  | N | N | Eligible
DE | DE | EJF | Bracket, Metal, Orthodontic | 1 |  | N | N |  | 872.541 | 4 |  |  |  |  | N | N | Eligible
DE | DE | EJG | Forceps, Rubber Dam Clamp | 1 |  | Y | N |  | 872.63 | 4 |  |  |  |  | N | N | Eligible
DE | DE | EJH | Alloy, Metal, Base | 2 |  | N | N |  | 872.371 | 4 |  |  |  |  | N | N | Eligible
DE | DE | EJI | Syringe, Cartridge | 2 |  | N | N |  | 872.677 | 4 |  |  |  |  | N | N | Eligible
DE | DE | EJJ | Alloy, Amalgam | 2 |  | N | Y |  | 872.307 | 1 |  |  |  |  | N | N | Eligible
DE | DE | EJK | Liner, Cavity, Calcium Hydroxide | 2 |  | N | Y |  | 872.325 | 1 |  |  |  |  | N | N | Eligible
DE | DE | EJL | Bur, Dental | 1 |  | N | N |  | 872.324 | 4 |  |  |  |  | N | N | Eligible
DE | DE | EJP | Articulators | 1 |  | Y | N |  | 872.315 | 4 |  |  |  |  | N | N | Eligible
DE | DE | EJQ | Wheel, Polishing Agent | 1 |  | Y | N |  | 872.601 | 4 |  |  |  |  | N | N | Eligible
DE | DE | EJR | Agent, Polishing, Abrasive, Oral Cavity | 1 |  | N | N |  | 872.603 | 4 |  |  |  |  | N | N | Eligible
DE | DE | EJS | Alloy, Other Noble Metal | 2 |  | N | N |  | 872.306 | 4 |  |  |  |  | N | N | Eligible
DE | DE | EJT | Alloy, Gold-Based Noble Metal | 2 |  | N | N |  | 872.306 | 4 |  |  |  |  | N | N | Eligible
DE | DE | EJW | Clasp, Wire | 1 |  | N | N |  | 872.3285 | 4 |  |  |  |  | N | N | Eligible
DE | DE | EJX | Anchor, Preformed | 1 |  | N | N |  | 872.313 | 4 |  |  |  |  | N | N | Eligible
DE | DE | EJY | Pliers, Operative | 1 |  | N | N |  | 872.4565 | 4 |  |  |  |  | N | N | Eligible
DE | DE | EJZ | Knife, Margin Finishing, Operative | 1 |  | N | N |  | 872.4565 | 4 |  |  |  |  | N | N | Eligible
DE | DE | EKA | File, Margin Finishing, Operative | 1 |  | N | N |  | 872.4565 | 4 |  |  |  |  | N | N | Eligible
DE | DE | EKB | Explorer, Operative | 1 |  | N | N |  | 872.4565 | 4 |  |  |  |  | N | N | Eligible
DE | DE | EKC | Excavator, Dental, Operative | 1 |  | N | N |  | 872.4565 | 4 |  |  |  |  | N | N | Eligible
DE | DE | EKD | Instrument, Cutting, Operative | 1 |  | N | N |  | 872.4565 | 4 |  |  |  |  | N | N | Eligible
DE | DE | EKE | Curette, Operative | 1 |  | N | N |  | 872.4565 | 4 |  |  |  |  | N | N | Eligible
DE | DE | EKF | Instrument, Contouring, Matrix, Operative | 1 |  | N | N |  | 872.4565 | 4 |  |  |  |  | N | N | Eligible
DE | DE | EKG | Condenser, Amalgam And Foil, Operative | 1 |  | N | N |  | 872.4565 | 4 |  |  |  |  | N | N | Eligible
DE | DE | EKH | Carver, Dental Amalgam, Operative | 1 |  | N | N |  | 872.4565 | 4 |  |  |  |  | N | N | Eligible
DE | DE | EKI | Carrier, Amalgam, Operative | 1 |  | N | N |  | 872.4565 | 4 |  |  |  |  | N | N | Eligible
DE | DE | EKJ | Burnisher, Operative | 1 |  | N | N |  | 872.4565 | 4 |  |  |  |  | N | N | Eligible
DE | DE | EKK | Spreader, Pulp Canal Filling Material, Endodontic | 1 |  | N | N |  | 872.4565 | 4 |  |  |  |  | N | N | Eligible
DE | DE | EKL | Point, Silver, Endodontic | 1 |  | N | N |  | 872.384 | 4 |  |  |  |  | N | N | Eligible
DE | DE | EKM | Gutta-Percha | 1 |  | N | N |  | 872.385 | 4 |  |  |  |  | N | N | Eligible
DE | DE | EKN | Point, Paper, Endodontic | 1 |  | N | N |  | 872.383 | 4 |  |  |  |  | N | N | Eligible
DE | DE | EKO | Denture Preformed (Partially Prefabricated Denture) | 2 |  | N | N |  | 872.36 | 4 |  |  |  |  | N | N | Eligible
DE | DE | EKP | Reamer, Pulp Canal, Endodontic | 1 |  | N | N |  | 872.4565 | 4 |  |  |  |  | N | N | Eligible
DE | DE | EKQ | Preparer, Root Canal Endodontic | 1 |  | N | N |  | 872.4565 | 4 |  |  |  |  | N | N | Eligible
DE | DE | EKR | Plugger, Root Canal, Endodontic | 1 |  | N | N |  | 872.4565 | 4 |  |  |  |  | N | N | Eligible
DE | DE | EKS | File, Pulp Canal, Endodontic | 1 |  | N | N |  | 872.4565 | 4 |  |  |  |  | N | N | Eligible
DE | DE | EKT | Curette, Endodontic | 1 |  | N | N |  | 872.4565 | 4 |  |  |  |  | N | N | Eligible
DE | DE | EKW | Broach, Endodontic | 1 |  | N | N |  | 872.4565 | 4 |  |  |  |  | N | N | Eligible
DE | DE | EKX | Handpiece, Direct Drive, Ac-Powered | 1 |  | N | Y |  | 872.42 | 1 |  |  |  |  | N | N | Eligible
DE | DE | EKY | Handpiece, Water-Powered | 1 |  | N | Y |  | 872.42 | 1 |  |  |  |  | N | N | Eligible
DE | DE | EKZ | Unit, Electrosurgical, And Accessories, Dental | 2 |  | N | Y |  | 872.492 | 1 |  |  |  |  | N | N | Eligible
DE | DE | ELA | Instrument, Hand, Calculus Removal | 1 |  | N | N |  | 872.4565 | 4 |  |  |  |  | N | N | Eligible
DE | DE | ELB | Scaler, Rotary | 2 |  | N | Y |  | 872.484 | 1 |  |  |  |  | N | N | Eligible
DE | DE | ELC | Scaler, Ultrasonic | 2 |  | N | Y |  | 872.485 | 1 |  |  |  |  | N | N | Eligible
DE | DE | ELE | Implant, Subperiosteal | 2 |  | N | N |  | 872.3645 | 1 |  |  |  |  | Y | N | Eligible
DE | DE | ELJ | Teeth, Artificial, Posterior With Metal Insert | 1 |  | N | N |  | 872.39 | 4 |  |  |  |  | N | N | Eligible
DE | DE | ELK | Teeth, Artificial, Backing And Facing | 1 |  | N | N |  | 872.391 | 4 |  |  |  |  | N | N | Eligible
DE | DE | ELL | Teeth, Porcelain | 2 |  | N | Y |  | 872.392 | 1 |  |  |  |  | N | N | Eligible
DE | DE | ELM | Denture, Plastic, Teeth | 2 |  | N | N |  | 872.359 | 4 |  |  |  |  | N | N | Eligible
DE | DE | ELN | Teeth, Preformed Gold Denture | 1 |  | N | N |  | 872.358 | 4 |  |  |  |  | N | N | Eligible
DE | DE | ELO | Cusp, Gold And Stainless Steel | 1 |  | N | N |  | 872.335 | 4 |  |  |  |  | N | N | Eligible
DE | DE | ELR | Post, Root Canal | 1 |  | N | N |  | 872.381 | 4 |  |  |  |  | N | N | Eligible
DE | DE | ELS | Splint, Endodontic Stabilizing | 2 |  | N | N |  | 872.389 | 4 |  |  |  |  | N | N | Eligible
DE | DE | ELW | Material, Impression | 2 |  | N | Y |  | 872.366 | 1 |  |  |  |  | N | N | Eligible
DE | DE | ELY | Mercury | 2 |  | N | Y |  | 872.307 | 1 |  |  |  |  | N | N | Eligible
DE | DE | ELZ | Crown, Preformed | 1 |  | N | N |  | 872.333 | 4 |  |  |  |  | N | N | Eligible
DE | DE | EMA | Cement, Dental | 2 |  | N | Y |  | 872.3275 | 1 |  |  |  |  | N | N | Eligible
DE | DE | EMB | Zinc Oxide Eugenol | 1 |  | N | N |  | 872.3275 | 4 |  |  |  |  | N | N | Eligible
DE | DE | EMD | Hemostat, Surgical | 1 |  | N | N |  | 872.4565 | 4 |  |  |  |  | N | N | Eligible
DE | DE | EME | Punch, Biopsy, Surgical | 1 |  | N | N |  | 872.4565 | 4 |  |  |  |  | N | N | Eligible
DE | DE | EMG | Forceps, Tooth Extractor, Surgical | 1 |  | N | N |  | 872.4565 | 4 |  |  |  |  | N | N | Eligible
DE | DE | EMH | Forceps, Rongeur, Surgical | 1 |  | N | N |  | 872.4565 | 4 |  |  |  |  | N | N | Eligible
DE | DE | EMI | File, Bone, Surgical | 1 |  | N | N |  | 872.4565 | 4 |  |  |  |  | N | N | Eligible
DE | DE | EMJ | Elevator, Surgical, Dental | 1 |  | N | N |  | 872.4565 | 4 |  |  |  |  | N | N | Eligible
DE | DE | EMK | Curette, Surgical, Dental | 1 |  | N | N |  | 872.4565 | 4 |  |  |  |  | N | N | Eligible
DE | DE | EML | Chisel, Bone, Surgical | 1 |  | N | N |  | 872.4565 | 4 |  |  |  |  | N | N | Eligible
DE | DE | EMM | Chisel, Osteotome, Surgical | 1 |  | N | N |  | 872.4565 | 4 |  |  |  |  | N | N | Eligible
DE | DE | EMN | Scaler, Periodontic | 1 |  | N | N |  | 872.4565 | 4 |  |  |  |  | N | N | Eligible
DE | DE | EMO | Knife, Periodontic | 1 |  | N | N |  | 872.4565 | 4 |  |  |  |  | N | N | Eligible
DE | DE | EMP | Marker, Periodontic | 1 |  | N | N |  | 872.4565 | 4 |  |  |  |  | N | N | Eligible
DE | DE | EMQ | Hoe, Periodontic | 1 |  | N | N |  | 872.4565 | 4 |  |  |  |  | N | N | Eligible
DE | DE | EMR | File, Periodontic | 1 |  | N | N |  | 872.4565 | 4 |  |  |  |  | N | N | Eligible
DE | DE | EMS | Curette, Periodontic | 1 |  | N | N |  | 872.4565 | 4 |  |  |  |  | N | N | Eligible
DE | DE | JEO | Measurer, Gingival Fluid | 1 |  | N | N |  | 872.15 | 4 |  |  |  |  | N | N | Eligible
DE | DE | JEP | Retainer, Matrix | 1 |  | N | N |  | 872.4565 | 4 |  |  |  |  | N | N | Eligible
DE | DE | JEQ | Toothbrush, Powered | 1 |  | N | N |  | 872.6865 | 4 |  |  |  |  | N | N | Eligible
DE | DE | JER | Cleaner, Denture, Mechanical | 1 |  | N | N |  | 872.353 | 4 |  |  |  |  | N | N | Eligible
DE | DE | JES | Floss, Dental | 1 |  | N | N |  | 872.639 | 4 |  |  |  |  | N | N | Eligible
DE | DE | JET | Pick, Massaging | 1 |  | Y | N |  | 872.665 | 4 |  |  |  |  | N | N | Eligible
DE | DE | JEW | Tip, Rubber, Oral Hygiene | 1 |  | Y | N |  | 872.665 | 4 |  |  |  |  | N | N | Eligible
DE | DE | JEX | Plier, Orthodontic | 1 |  | N | N |  | 872.4565 | 4 |  |  |  |  | N | N | Eligible
DE | DE | JEY | Plate, Bone | 2 |  | N | N |  | 872.476 | 1 |  |  |  |  | Y | N | Eligible
DE | DE | KCQ | Tube Impression And Matrix | 1 |  | Y | N |  | 872.657 | 4 |  |  |  |  | N | N | Eligible
DE | DE | KCR | Facebow | 1 |  | Y | N |  | 872.322 | 4 |  |  |  |  | N | N | Eligible
DE | DE | KCS | Pantograph | 1 |  | Y | N |  | 872.373 | 4 |  |  |  |  | N | N | Eligible
DE | DE | KHR | Absorber, Saliva, Paper | 1 |  | Y | N |  | 872.605 | 4 |  |  |  |  | N | N | Eligible
DE | DE | KIF | Resin, Root Canal Filling | 2 |  | N | Y |  | 872.382 | 1 |  |  |  |  | N | N | Eligible
DE | DE | KKO | Ring, Teething, Fluid-Filled | 2 |  | N | N |  | 872.555 | 4 |  |  |  |  | N | N | Eligible
DE | DE | KLC | Chair, Dental, With Operative Unit | 1 |  | N | Y |  | 872.625 | 1 |  |  |  |  | N | N | Eligible
DE | DE | KLE | Agent, Tooth Bonding, Resin | 2 |  | N | Y |  | 872.32 | 1 |  |  |  |  | N | N | Eligible
DE | DE | KMT | Tray, Fluoride, Disposable | 1 |  | Y | N |  | 872.687 | 4 |  |  |  |  | N | N | Eligible
DE | DE | KMW | Handpiece, Rotary Bone Cutting | 2 |  | N | Y |  | 872.412 | 1 |  |  |  |  | N | N | Eligible
DE | DE | KMY | Positioner, Tooth, Preformed | 1 |  | N | N |  | 872.5525 | 4 |  |  |  |  | N | N | Eligible
DE | DE | KOJ | Airbrush | 2 |  | N | Y |  | 872.608 | 1 |  |  |  |  | N | N | Eligible
DE | DE | KOK | Sterilizer, Endodontic Dry Heat | 3 |  | N | N |  | 872.673 | 2 | Call for PMAs on 4/21/97 per 62 FR 2902 on 1/21/97 |  |  |  | N | N | Eligible
DE | DE | KOL | Adhesive, Denture, Carboxymethylcellulose Sodium (32%) And Ethylene-Oxide Homopolymer | 1 |  | N | N |  | 872.341 | 4 |  |  |  |  | N | N | Eligible
DE | DE | KOM | Adhesive, Denture, Acacia And Karaya With Sodium Borate | 1 |  | N | N |  | 872.34 | 4 |  |  |  |  | N | N | Eligible
DE | DE | KON | Adhesive, Denture, Polyacrylamide Polymer (Modified Cationic) | 3 |  | N | N |  | 872.348 | 2 | Call for PMAs 12/26/96 per 61 FR 50707 on 9/26/96 |  |  |  | N | N | Eligible
DE | DE | KOO | Adhesive, Denture, Polyvinyl Methylether Maleic Acid Calcium-Sodium Double Salt | 1 |  | N | N |  | 872.349 | 4 |  |  |  |  | N | N | Eligible
DE | DE | KOP | Adhesive, Denture, Karaya | 1 |  | N | N |  | 872.345 | 4 |  |  |  |  | N | N | Eligible
DE | DE | KOQ | Adhesive, Denture, Carboxymethylcellulose Sodium (40-100&) | 1 |  | N | N |  | 872.341 | 4 |  |  |  |  | N | N | Eligible
DE | DE | KOR | Adhesive, Denture, Karaya With Sodium Borate | 3 |  | N | N |  | 872.34 | 2 |  |  |  |  | N | N | Eligible
DE | DE | KOS | Adhesive, Denture, Carboxymethylcellulose Sodium And Cationic Polyacrylamide Polymer | 3 |  | N | N |  | 872.342 | 2 |  |  |  |  | N | N | Eligible
DE | DE | KOT | Carboxymethylcellulose Sodium Or Polyvinyl Methylether Maleic Acid Calcium-Sodium | 1 |  | N | N |  | 872.349 | 4 |  |  |  |  | N | N | Eligible
DE | DE | KXR | Applicator, Resin | 1 |  | Y | N |  | 872.314 | 4 |  |  |  |  | N | N | Eligible
DE | DE | KXW | Adhesive, Denture, Carboxymethylcellulose Sodium (49%) And Ethylene-Oxide Homopolymer | 1 |  | N | N |  | 872.341 | 4 |  |  |  |  | N | N | Eligible
DE | DE | KXX | Adhesive, Denture, Karaya And Ethylene-Oxide Homopolymer | 1 |  | N | N |  | 872.345 | 4 |  |  |  |  | N | N | Eligible
DE | DE | KXY | Polyvinyl Methylether Maleic Anhydride &/Or Acid Copolymer & Carboxymethylce | 3 |  | N | N |  | 872.35 | 2 | Call for PMAs 12/26/96 per 61 FR 50707 on 9/27/96 |  |  |  | N | N | Eligible
DE | DE | KZN | Scanner, Color | 2 |  | N | N |  | 872.3661 | 4 |  |  |  |  | N | N | Eligible
DE | DE | KZO | Ink, Arch Tracing | 1 |  | Y | N |  | 872.315 | 4 |  |  |  |  | N | N | Eligible
DE | DE | KZP | Solution, Cement Dissolving | 2 |  | N | Y |  | 872.375 | 1 |  |  |  |  | N | N | Eligible
DE | DE | LBH | Varnish, Cavity | 2 |  | N | Y |  | 872.326 | 1 |  |  |  |  | N | N | Eligible
DE | DE | LCN | Scraper, Tongue | 1 |  | Y | N |  | 872.6855 | 4 |  |  |  |  | N | N | Eligible
DE | DE | LFC | Device, Caries Detection | 2 |  | N | Y |  | 872.174 | 1 |  |  |  |  | N | N | Eligible
DE | DE | LQZ | Device, Jaw Repositioning | 2 |  | N | Y |  | 872.557 | 1 |  |  |  |  | N | N | Eligible
DE | DE | LRK | Device, Anti-Snoring | 2 |  | N | Y |  | 872.557 | 1 |  |  |  |  | N | N | Eligible
DE | DE | LTF | Stimulator, Salivary System | 2 |  | N | N |  | 872.556 | 1 |  |  |  |  | N | N | Eligible
DE | DE | LYC | Bone Grafting Material, Synthetic | 2 |  | N | N |  | 872.393 | 1 | A synthetic bone grafting material is synthetically-derived device, such as hydroxylapatite, intended to fill, augment, or reconstruct periodontal and or bony defects of the upper or lower jaw. |  |  |  | Y | N | Eligible
DE | DE | LZD | Joint, Temporomandibular, Implant | 3 |  | N | N |  | 872.394 | 2 | Call for PMAs to be filed by 3/30/99 per 63 FR 71746 on 12/30/98 - Indicated for reconstruction of the temporomandibular joint. | The device is a ball and socket joint with one side mounted to the jaw and the other side mounted to the head right in front of the ear. |  |  | Y | N | Eligible
DE | DE | MAU | Eraser, Dental Stain | 1 |  | Y | N |  | 872.6855 | 4 |  |  |  |  | N | N | Eligible
DE | DE | MCF | Unit, Ultraviolet Sanitation/Sterilization (For Toothbrushes), Sterile | 1 |  | N | N |  | 872.6855 | 4 |  |  |  |  | N | N | Eligible
DE | DE | MDL | Implant, Transmandibular | 2 |  | N | N |  | 872.476 | 1 |  |  |  |  | Y | N | Eligible
DE | DE | MEF | Ring, Teething, Non-Fluid Filled | 1 |  | N | N |  | 872.555 | 4 |  |  |  |  | N | N | Eligible
DE | DE | MMD | Toothbrush, Ionic, Battery-Powered | 1 |  | N | N |  | 872.6865 | 4 |  |  |  |  | N | N | Eligible
DE | DE | MMT | Resin, Root Canal Filling Containing Chloroform | 3 |  | N | N |  | 872.382 | 2 |  |  |  |  | N | N | Eligible
DE | DE | MMU | Adhesive, Denture, Acacia And Karaya With Sodium Borate > 12% By Weight | 3 |  | N | N |  | 872.34 | 2 |  |  |  |  | N | N | Eligible
DE | DE | MPI | Glenoid Fossa Prosthesis | 3 |  | N | N |  | 872.395 | 2 |  |  |  |  | Y | N | Eligible
DE | DE | MPJ | Interarticular Disc Prosthesis (Interpositional Implant) | 3 |  | N | N |  | 872.397 | 2 |  |  |  |  | Y | N | Eligible
DE | DE | MPL | Mandibular Condyle Prosthesis | 3 |  | N | N |  | 872.396 | 2 | PMA to be filed by 3/30/99 (63 FR 71746 (12/30/98)) |  |  |  | Y | N | Eligible
DE | DE | MQN | External Mandibular Fixator And/Or Distractor | 2 |  | N | N |  | 872.476 | 1 |  |  |  |  | Y | N | Eligible
DE | DE | MVH | Device, Detection, Sulfide | 2 |  | N | Y |  | 872.187 | 1 |  |  |  |  | N | N | Eligible
DE | DE | MXF | System, Dental, Hydrokinetic, Caries Removal & Cavity Preparation | 2 |  | N | Y |  | 872.412 | 1 |  |  |  |  | N | N | Eligible
DE | DE | MZW | Dental Cement W/Out Zinc-Oxide Eugenol As An Ulcer Covering For Pain Relief | 2 |  | N | Y |  | 872.3275 | 1 |  |  |  |  | N | N | Eligible
DE | DE | NBL | Laser, Fluorescence Caries Detection | 2 |  | N | N |  | 872.1745 | 1 |  |  |  |  | N | N | Eligible
DE | DE | NDP | Accessories, Implant, Dental, Endosseous | 1 |  | N | N |  | 872.398 | 4 |  |  |  |  | N | N | Eligible
DE | DE | NEI | Prosthesis, Condyle, Mandibular, Temporary | 2 |  | N | N |  | 872.477 | 1 |  |  |  |  | Y | N | Eligible
DE | DE | NFE | Materials, Polytetrafluoroethylene Vitreous Carbon, For Maxillofacial Alveolar Ridge Augmentation | 2 |  | N | N |  | 872.368 | 1 |  |  |  |  | N | N | Eligible
DE | DE | NFP | Device, Dental Sonography, For Diagnosis Of Tmj / Mpd Disorders | 2 |  | N | N |  | 872.205 | 1 |  |  |  |  | N | N | Eligible
DE | DE | NFQ | Device, Dental Sonography, For Monitoring Jaw Sounds | 1 |  | N | N |  | 872.205 | 4 |  |  |  |  | N | N | Eligible
DE | DE | NFR | Device, Jaw Tracking, For Diagnosis Of Tmj / Mpd Disorders | 2 |  | N | N |  | 872.206 | 1 |  |  |  |  | N | N | Eligible
DE | DE | NFS | Device, Jaw Tracking, For Monitoring Jaw Positions | 1 |  | N | N |  | 872.206 | 4 |  |  |  |  | N | N | Eligible
DE | DE | NHA | Abutment, Implant, Dental, Endosseous | 2 |  | N | N |  | 872.363 | 1 | To be used in conjunction with an endosseous dental implant fixture to aid in prosthetic rehabilitation. |  |  |  | Y | N | Eligible
DE | DE | NJM | Bracket, Ceramic, Orthodontic | 2 |  | N | Y |  | 872.547 | 1 | An orthodontic ceramic bracket is a device composed of ceramic, which is intended to be bonded to a tooth, upon which an orthodontic wire is used to move the tooth to a new position. |  |  |  | N | N | Eligible
DE | DE | NKJ | Cushion, Pad, Denture, Wax Impregnated Cotton, Over The Counter | 1 |  | N | N |  | 872.354 | 4 | OTC denture cushion or pad made of wax impregnated cotton cloth that the patient applies to the base or inner surface of a denture before inserting the denture into the mouth. The Device is intended to be discarded following 1 day's use. |  |  |  | N | N | Eligible
DE | DE | NLC | Bracket, Plastic, Orthodontic, Reprocessed | 2 |  | N | Y |  | 872.547 | 1 | same as DYW except it is being reprocessed. Reprocessing validation data for this device type must be included in a 510(k) submission. (70 FR 56911, available at https://www.govinfo.gov/content/pkg/FR-2005-09-29/pdf/05-19510.pdf). |  |  |  | N | N | Eligible
DE | DE | NLD | Instrument, Diamond, Dental, Reprocessed | 1 |  | N | Y |  | 872.4535 | 1 | same as DZP except reprocessed. Reprocessing validation data for this device type must be included in a 510(k) submission. (70 FR 56911, available at https://www.govinfo.gov/content/pkg/FR-2005-09-29/pdf/05-19510.pdf). |  |  |  | N | N | Eligible
DE | DE | NME | Bur, Diamond Coated, Reprocessed | 1 |  | N | Y |  | 872.324 | 1 | Reprocessing validation data for this device type must be included in a 510(k) submission. (70 FR 56911, available at https://www.govinfo.gov/content/pkg/FR-2005-09-29/pdf/05-19510.pdf). |  |  |  | N | N | Eligible
DE | DE | NMW | Needle, Dental, Reprocessed | 1 |  | N | Y |  | 872.473 | 1 | Reprocessing validation data for this device type must be included in a 510(k) submission. (70 FR 56911, available at https://www.govinfo.gov/content/pkg/FR-2005-09-29/pdf/05-19510.pdf). |  |  |  | N | N | Eligible
DE | DE | NOB | Unit, Ultraviolet Sanitation/Sterilization (For Toothbrushes), Non-Sterile | 1 |  | Y | N |  | 872.6855 | 4 | manual toothbrush; see product code MCF |  |  |  | N | N | Eligible
DE | DE | NOF | System, Optical Impression, Computer Assisted Design And Manufacturing (Cad/Cam) Of Dental Restorations | 2 |  | N | N |  | 872.3661 | 4 | An optical impression system for cad/cam of dental restorations is a device used to record the topographical characteristics of teeth, dental impressions, or stone models by analog or digital methods for use in the computer aided design and manufacturing of dental restorative prosthetic devices. Such systems may consist of a camera, scanner, or equivalent type of sensor and a computer with software. |  |  |  | N | N | Eligible
DE | DE | NPK | Barrier, Synthetic, Intraoral | 2 |  | N | N |  | 872.393 | 1 | A synthetic dental barrier is a synthetic material device, such as ptfe, intended to aid in guided tissue and/or bone regeneration procedures and to act as a stable barrier for the containment of bone graft materials. |  |  |  | Y | N | Eligible
DE | DE | NPL | Barrier, Animal Source, Intraoral | 2 |  | N | N |  | 872.393 | 1 | An animal source dental barrier is an animal-derived material device, such as collagen, intended to aid in guided tissue/bone regeneration procedures and to act as a stable barrier for the containment of bone graft materials when placed around implants. |  |  |  | Y | N | Eligible
DE | DE | NPM | Bone Grafting Material, Animal Source | 2 |  | N | N |  | 872.393 | 1 | A animal-source bone grafting material is a naturally-derived device, such as collagen, intended to fill, augment, or reconstruct periodontal defects and or bony defects of the upper or lower jaw. |  |  |  | Y | N | Eligible
DE | DE | NPZ | Bone Grafting Material, Dental, With Biologic Component | 3 |  | N | N |  | 872.393 | 2 | Dental bone grafting material with growth factors is a combination product which consists of a bone grafting material which contains biologic or drug components, such as proteins, that are intended to stimulate and/or inhibit the growth of certain tissues of the oral and maxillofacial region. |  |  |  | Y | N | Eligible
DE | DE | NQA | Biologic Material, Dental | 3 |  | N | N |  | 872.393 | 2 | Other dental material with growth factors is a material, used with or without other devices, which contains biologic or drug components, such as proteins, that are intended to stimulate and/or inhibit the growth of certain tissues of the oral and maxillofacial region. |  |  |  | Y | N | Eligible
DE | DE | NQS | Bracket, Metal, Orthodontic, Reprocessed | 1 |  | N | Y |  | 872.541 | 1 | Intended for use in orthodontic treatment. The device is affixed to a tooth so that pressure can be exerted on the teeth. Reprocessing validation data for this device type must be included in a 510(k) submission. (70 FR 56911, available at https://www.govinfo.gov/content/pkg/FR-2005-09-29/pdf/05-19510.pdf). |  |  |  | N | N | Eligible
DE | DE | NRD | Unit, Operative Dental, Accessories | 1 |  | N | N |  | 872.664 | 4 | Air compressor and vacuum unit that are connected to dental operative unit to provide compressed air and vacuum capability to power and drive other dental devices, which are attached to the dental operative unit. |  |  |  | N | N | Eligible
DE | DE | NRQ | Blade-Form Endosseous Dental Implant | 2 |  | N | N |  | 872.364 | 1 | Device made of a material such as titanium or titanium alloy, that is intended to be surgically placed in the bone of the upper or lower jaw arches to provide support for prosthetic devices, such as artificial teeth, in order to restore a patient's chewing function. |  |  |  | Y | N | Eligible
DE | DE | NRU | Chair, Dental, Without Operative Unit | 1 |  | N | N |  | 872.625 | 4 | A dental chair is a device, usually powered, that is intended to seat a patient in the proper position to perform a dental procedure. |  |  |  | N | N | Eligible
DE | DE | NTK | Caries Detector, Laser Light, Transmission | 2 |  | N | Y |  | 872.1745 | 1 |  |  |  |  | N | N | Eligible
DE | DE | NTO | Rinse, Oral, Antibacterial (By Physical Means) | 2 |  | N | Y |  | 872.558 | 1 | Antibacterial oral rinse that is used as an aid in the treatment of gingivitis, acting by physical rather than chemical means. The rinse works by coating tooth and tissue surfaces, providing a positive charge that reduces bacterial adhesion. |  |  |  | N | N | Eligible
DE | DE | NUN | Bone Grafting Material, Human Source | 2 |  | N | N |  | 872.393 | 1 | INTENDED TO BE PACKED INTO BONY VOIDS OR GAPS TO FILL AND/OR AUGMENT DENTAL INTRAOSSEOUS, ORAL AND CRANIO-/MAXILLOFACIAL DEFECTS. THESE DEFECTS MAY BE SURGICALLY CREATD OSSEOUS DEFECTS OR OSSEOUS DEFECTS CREATED FROM TRAUMATIC INJRY TO THE BONE, INLCUDING PERIODENTA/INFRABONY DEFECTS; ALVEOLAR RIDGE AUGMENTATION (SINUSOTOMY, OSTEOTOMY, CYSTECTOMY); DENTAL EXTRACTION SITES (RIDGE MAINTENANCE, IMPLANT PREPARATION/PLACEMENT); SINUS LIFTS; CYSTIC DEFECTS; CRANIOFACIAL AUGMENTATION. |  |  |  | Y | N | Eligible
DE | DE | NUX | Cleanser, Denture, Prescription | 1 |  | N | N |  | 872.352 | 4 | Effervescent tablet for the removal of micro-organisms from removable dentures and retainers. |  |  |  | N | N | Eligible
DE | DE | NXC | Aligner, Sequential | 2 |  | N | Y |  | 872.547 | 1 | The device moves the teeth by continuous gentle force for treatment of minor tooth malocclusion. | Device is composed of a thermoplastic resin. It may also be accompanied by software and/or hardware for patient scanning. | Digital scans of patient's dentition are used to create a series of plastic appliances which are intented to progressively move teeth. | The teeth | N | N | Eligible
DE | DE | NXV | Diagnostic Light, Soft Tissue Detector | 2 |  | N | Y |  | 872.635 | 1 | To be used as an aid in the detection or visualization of abnormalities of intraoral soft tissue. An adjunct to traditional intraoral examination by incandescent light to enhance the visualization of oral mucosal abnormalities | The device consists of a light source with light guide cable or a handpiece based light emitting apparatus. Added components may or may not block or filter out light inundesired frequencies. The reflected light reveals tissue characteristics that are abnormal, or are suspected to be abnormal. | The device emits a light in a specific wavelength range causing intraoral tissues to fluoresce or return or reflect light in another wavelength range in a detectable manner. | Intraoral soft tissues. | N | N | Eligible
DE | DE | NXZ | Dental Hygiene Kit | 1 |  | Y | N |  | 872.6855 | 7 | This product code has been established in accordance with the may 20, 1997, guidance entitled, convenience kits interim regulatory guidance, found at www.Fda.Gov/cdrh/ode/convkit.Html. This type of convenience kit, as listed in the guidance above, is under enforcement discretion, and does not require a premarket notification (510(k)) to market if it meets all criteria in the guidance. | This product code has been established in accordance with the May 20, 1997, Guidance entitled, Convenience Kits Interim Regulatory Guidance, found at www.fda.gov/cdrh/ode/convkit.html. This type of convenience kit, as listed in the guidance above, is under enforcement discretion, and does not require a premarket notification (510(k)) to market if it meets all criteria in the guidance. | This product code has been established in accordance with the May 20, 1997, Guidance entitled, Convenience Kits Interim Regulatory Guidance, found at www.fda.gov/cdrh/ode/convkit.html. This type of convenience kit, as listed in the guidance above, is under enforcement discretion, and does not require a premarket notification (510(k)) to market if it meets all criteria in the guidance. | This product code has been established in accordance with the May 20, 1997, Guidance entitled, Convenience Kits Interim Regulatory Guidance, found at www.fda.gov/cdrh/ode/convkit.html. This type of convenience kit, as listed in the guidance above, is under enforcement discretion, and does not require a premarket notification (510(k)) to market if it meets all criteria in the guidance. | N | N | Eligible
DE | DE | NYC | Dental Prophylaxis Kit | 1 |  | N | N |  | 872.4565 | 7 | This product code has been established in accordance with the may 20, 1997, guidance entitled, convenience kits interim regulatory guidance, found at http://www.fda.gov/downloads/MedicalDevices/DeviceRegulationandGuidance/GuidanceDocuments/ucm080217.pdf.This type of convenience kit, as listed in the guidance above, is under enforcement discretion, and does not require a premarket notification (510(k)) to market if it meets all criteria in the guidance. | This product code has been established in accordance with the may 20, 1997, guidance entitled, convenience kits interim regulatory guidance, found at http://www.fda.gov/downloads/MedicalDevices/DeviceRegulationandGuidance/GuidanceDocuments/ucm080217.pdf.This type of convenience kit, as listed in the guidance above, is under enforcement discretion, and does not require a premarket notification (510(k)) to market if it meets all criteria in the guidance. | This product code has been established in accordance with the may 20, 1997, guidance entitled, convenience kits interim regulatory guidance, found at http://www.fda.gov/downloads/MedicalDevices/DeviceRegulationandGuidance/GuidanceDocuments/ucm080217.pdf.This type of convenience kit, as listed in the guidance above, is under enforcement discretion, and does not require a premarket notification (510(k)) to market if it meets all criteria in the guidance. | This product code has been established in accordance with the may 20, 1997, guidance entitled, convenience kits interim regulatory guidance, found at http://www.fda.gov/downloads/MedicalDevices/DeviceRegulationandGuidance/GuidanceDocuments/ucm080217.pdf.This type of convenience kit, as listed in the guidance above, is under enforcement discretion, and does not require a premarket notification (510(k)) to market if it meets all criteria in the guidance. | N | N | Eligible
DE | DE | NYD | Endodontic Kit | 2 |  | N | N |  | 872.382 | 7 | This product code has been established in accordance with the May 20, 1997, Guidance entitled, Convenience Kits Interim Regulatory Guidance, found at www.fda.gov/cdrh/ode/convkit.html. This type of convenience kit, as listed in the guidance above, is under enforcement discretion, and does not require a premarket notification (510(k)) to market if it meets all criteria in the guidance. | This product code has been established in accordance with the May 20, 1997, Guidance entitled, Convenience Kits Interim Regulatory Guidance, found at www.fda.gov/cdrh/ode/convkit.html. This type of convenience kit, as listed in the guidance above, is under enforcement discretion, and does not require a premarket notification (510(k)) to market if it meets all criteria in the guidance. | This product code has been established in accordance with the May 20, 1997, Guidance entitled, Convenience Kits Interim Regulatory Guidance, found at www.fda.gov/cdrh/ode/convkit.html. This type of convenience kit, as listed in the guidance above, is under enforcement discretion, and does not require a premarket notification (510(k)) to market if it meets all criteria in the guidance. | This product code has been established in accordance with the May 20, 1997, Guidance entitled, Convenience Kits Interim Regulatory Guidance, found at www.fda.gov/cdrh/ode/convkit.html. This type of convenience kit, as listed in the guidance above, is under enforcement discretion, and does not require a premarket notification (510(k)) to market if it meets all criteria in the guidance. | N | N | Eligible
DE | DE | NYE | Fixture Mount Kit | 1 |  | N | N |  | 872.398 | 7 | Fixture dental mount kit may contain hand instruments, drill bits, and screw drivers. This product code has been established in accordance with the may 20, 1997, guidance entitled, convenience kits interim regulatory guidance, found at www.Fda.Gov/cdrh/ode/convkit.Html. This type of convenience kit, as listed in the guidance above, is under enforcement discretion, and does not require a premarket notification (510(k)) to market if it meets all criteria in the guidance. | This product code has been established in accordance with the May 20, 1997, Guidance entitled, Convenience Kits Interim Regulatory Guidance, found at www.fda.gov/cdrh/ode/convkit.html. This type of convenience kit, as listed in the guidance above, is under enforcement discretion, and does not require a premarket notification (510(k)) to market if it meets all criteria in the guidance. | This product code has been established in accordance with the May 20, 1997, Guidance entitled, Convenience Kits Interim Regulatory Guidance, found at www.fda.gov/cdrh/ode/convkit.html. This type of convenience kit, as listed in the guidance above, is under enforcement discretion, and does not require a premarket notification (510(k)) to market if it meets all criteria in the guidance. | This product code has been established in accordance with the May 20, 1997, Guidance entitled, Convenience Kits Interim Regulatory Guidance, found at www.fda.gov/cdrh/ode/convkit.html. This type of convenience kit, as listed in the guidance above, is under enforcement discretion, and does not require a premarket notification (510(k)) to market if it meets all criteria in the guidance. | N | N | Eligible
DE | DE | NYF | Gingival Retraction Kit | 1 |  | N | N |  | 872.4565 | 7 | This product code has been established in accordance with the May 20, 1997, Guidance entitled, Convenience Kits Interim Regulatory Guidance, found at https://www.fda.gov/downloads/MedicalDevices/DeviceRegulationandGuidance/GuidanceDocuments/ucm080217.pdf. This type of convenience kit, as listed in the guidance above, is under enforcement discretion, and does not require a premarket notification (510(k)) to market if it meets all criteria in the guidance. | This product code has been established in accordance with the May 20, 1997, Guidance entitled, Convenience Kits Interim Regulatory Guidance, found at https://www.fda.gov/downloads/MedicalDevices/DeviceRegulationandGuidance/GuidanceDocuments/ucm080217.pdf. This type of convenience kit, as listed in the guidance above, is under enforcement discretion, and does not require a premarket notification (510(k)) to market if it meets all criteria in the guidance. | This product code has been established in accordance with the May 20, 1997, Guidance entitled, Convenience Kits Interim Regulatory Guidance, found at https://www.fda.gov/downloads/MedicalDevices/DeviceRegulationandGuidance/GuidanceDocuments/ucm080217.pdf. This type of convenience kit, as listed in the guidance above, is under enforcement discretion, and does not require a premarket notification (510(k)) to market if it meets all criteria in the guidance. | This product code has been established in accordance with the May 20, 1997, Guidance entitled, Convenience Kits Interim Regulatory Guidance, found at https://www.fda.gov/downloads/MedicalDevices/DeviceRegulationandGuidance/GuidanceDocuments/ucm080217.pdf. This type of convenience kit, as listed in the guidance above, is under enforcement discretion, and does not require a premarket notification (510(k)) to market if it meets all criteria in the guidance. | N | N | Eligible
DE | DE | NYG | Lapping Tool Kit | 1 |  | N | N |  | 872.4565 | 7 | This product code has been established in accordance with the May 20, 1997, Guidance entitled, Convenience Kits Interim Regulatory Guidance, found at www.fda.gov/cdrh/ode/convkit.html. This type of convenience kit, as listed in the guidance above, is under enforcement discretion, and does not require a premarket notification (510(k)) to market if it meets all criteria in the guidance. | This product code has been established in accordance with the May 20, 1997, Guidance entitled, Convenience Kits Interim Regulatory Guidance, found at www.fda.gov/cdrh/ode/convkit.html. This type of convenience kit, as listed in the guidance above, is under enforcement discretion, and does not require a premarket notification (510(k)) to market if it meets all criteria in the guidance. | This product code has been established in accordance with the May 20, 1997, Guidance entitled, Convenience Kits Interim Regulatory Guidance, found at www.fda.gov/cdrh/ode/convkit.html. This type of convenience kit, as listed in the guidance above, is under enforcement discretion, and does not require a premarket notification (510(k)) to market if it meets all criteria in the guidance. | This product code has been established in accordance with the May 20, 1997, Guidance entitled, Convenience Kits Interim Regulatory Guidance, found at www.fda.gov/cdrh/ode/convkit.html. This type of convenience kit, as listed in the guidance above, is under enforcement discretion, and does not require a premarket notification (510(k)) to market if it meets all criteria in the guidance. | N | N | Eligible
DE | DE | NYH | Plaque Disclosing Kit | 2 |  | N | N |  | 872.174 | 7 | This product code has been established in accordance with the May 20, 1997, Guidance entitled, Convenience Kits Interim Regulatory Guidance, found at www.fda.gov/cdrh/ode/convkit.html. This type of convenience kit, as listed in the guidance above, is under enforcement discretion, and does not require a premarket notification (510(k)) to market if it meets all criteria in the guidance. | This product code has been established in accordance with the May 20, 1997, Guidance entitled, Convenience Kits Interim Regulatory Guidance, found at www.fda.gov/cdrh/ode/convkit.html. This type of convenience kit, as listed in the guidance above, is under enforcement discretion, and does not require a premarket notification (510(k)) to market if it meets all criteria in the guidance. | This product code has been established in accordance with the May 20, 1997, Guidance entitled, Convenience Kits Interim Regulatory Guidance, found at www.fda.gov/cdrh/ode/convkit.html. This type of convenience kit, as listed in the guidance above, is under enforcement discretion, and does not require a premarket notification (510(k)) to market if it meets all criteria in the guidance. | This product code has been established in accordance with the May 20, 1997, Guidance entitled, Convenience Kits Interim Regulatory Guidance, found at www.fda.gov/cdrh/ode/convkit.html. This type of convenience kit, as listed in the guidance above, is under enforcement discretion, and does not require a premarket notification (510(k)) to market if it meets all criteria in the guidance. | N | N | Eligible
DE | DE | NYL | Handpiece, Air-Powered, Root Canal Irrigation | 1 |  | N | Y |  | 872.42 | 1 | To clean the root canal prior to filling and used for root canal irrigation. | It is composed or aluminum, stainless steel and plastic | It is attached to the coupling for the dental handpiece and is used to provide irrigation solution into the root canal | It is used to treat a tooth during a root canal procedure | N | N | Eligible
DE | DE | OAT | Implant, Endosseous, Orthodontic | 2 |  | N | N |  | 872.364 | 1 | It is intended to provide a fixed anchorage point for attachment of orthodontic appliances to facilitate the orthodontic movement of teeth. It is used temporarily and is removed after orthodontic treatment has been completed. | Generally fabricated from titanium or titanium alloy in a screw form or screw and plate combination. | It is surgically placed in the bone of the upper or lower jaw arches to provide support for orthodontic devices. | Maxilla and mandibular jaw bone. | Y | N | Eligible
DE | DE | OFW | Restorative Instrument And Component Tray | 2 |  | N | N |  | 872.369 | 7 | This product code has been established in accordance with the may 20, 1997, guidance entitled, convenience kits interim regulatory guidance, found at www.Fda.Gov/cdrh/ode/convkit.Html. This type of convenience kit, as listed in the guidance above, is under enforcement discretion, and does not require a premarket notification (510(k)) to market if it meets all criteria in the guidance. | This product code has been established in accordance with the May 20, 1997, Guidance entitled, Convenience Kits Interim Regulatory Guidance, found at www.fda.gov/cdrh/ode/convkit.html. This type of convenience kit, as listed in the guidance above, is under enforcement discretion, and does not require a premarket notification (510(k)) to market if it meets all criteria in the guidance. | This product code has been established in accordance with the May 20, 1997, Guidance entitled, Convenience Kits Interim Regulatory Guidance, found at www.fda.gov/cdrh/ode/convkit.html. This type of convenience kit, as listed in the guidance above, is under enforcement discretion, and does not require a premarket notification (510(k)) to market if it meets all criteria in the guidance. | This product code has been established in accordance with the May 20, 1997, Guidance entitled, Convenience Kits Interim Regulatory Guidance, found at www.fda.gov/cdrh/ode/convkit.html. This type of convenience kit, as listed in the guidance above, is under enforcement discretion, and does not require a premarket notification (510(k)) to market if it meets all criteria in the guidance. | N | N | Eligible
DE | DE | OFX | General Purpose Dental Tray | 1 |  | N | N |  | 872.664 | 7 | This product code has been established in accordance with the may 20, 1997, guidance entitled, convenience kits interim regulatory guidance, found at www.Fda.Gov/cdrh/ode/convkit.Html. This type of convenience kit, as listed in the guidance above, is under enforcement discretion, and does not require a premarket notification (510(k)) to market if it meets all criteria in the guidance. | This product code has been established in accordance with the May 20, 1997, Guidance entitled, Convenience Kits Interim Regulatory Guidance, found at www.fda.gov/cdrh/ode/convkit.html. This type of convenience kit, as listed in the guidance above, is under enforcement discretion, and does not require a premarket notification (510(k)) to market if it meets all criteria in the guidance. | This product code has been established in accordance with the May 20, 1997, Guidance entitled, Convenience Kits Interim Regulatory Guidance, found at www.fda.gov/cdrh/ode/convkit.html. This type of convenience kit, as listed in the guidance above, is under enforcement discretion, and does not require a premarket notification (510(k)) to market if it meets all criteria in the guidance. | This product code has been established in accordance with the May 20, 1997, Guidance entitled, Convenience Kits Interim Regulatory Guidance, found at www.fda.gov/cdrh/ode/convkit.html. This type of convenience kit, as listed in the guidance above, is under enforcement discretion, and does not require a premarket notification (510(k)) to market if it meets all criteria in the guidance. | N | N | Eligible
DE | DE | OFY | Dental Implant Surgical Tray | 1 |  | N | N |  | 872.398 | 7 | This product code has been established in accordance with the may 20, 1997, guidance entitled, convenience kits interim regulatory guidance, found at www.Fda.Gov/cdrh/ode/convkit.Html. This type of convenience kit, as listed in the guidance above, is under enforcement discretion, and does not require a premarket notification (510(k)) to market if it meets all criteria in the guidance. | This product code has been established in accordance with the May 20, 1997, Guidance entitled, Convenience Kits Interim Regulatory Guidance, found at www.fda.gov/cdrh/ode/convkit.html. This type of convenience kit, as listed in the guidance above, is under enforcement discretion, and does not require a premarket notification (510(k)) to market if it meets all criteria in the guidance. | This product code has been established in accordance with the May 20, 1997, Guidance entitled, Convenience Kits Interim Regulatory Guidance, found at www.fda.gov/cdrh/ode/convkit.html. This type of convenience kit, as listed in the guidance above, is under enforcement discretion, and does not require a premarket notification (510(k)) to market if it meets all criteria in the guidance. | This product code has been established in accordance with the May 20, 1997, Guidance entitled, Convenience Kits Interim Regulatory Guidance, found at www.fda.gov/cdrh/ode/convkit.html. This type of convenience kit, as listed in the guidance above, is under enforcement discretion, and does not require a premarket notification (510(k)) to market if it meets all criteria in the guidance. | N | N | Eligible
DE | DE | OHP | Expiratory Resistance Valve, Intranasal, For Obstructive Sleep Apnea | 2 |  | N | Y |  | 872.557 | 1 | Intranasal device that creates expiratory resistance for the treatment of obstructive sleep apnea. | plastic with adhesive; valve that changes position with inspiration/expiration to provide decreased/increased resistance | intranasal device that creates expiratory resistance | inserted into nares of nose to maintain upper airway pressure. | N | N | Eligible
DE | DE | OIV | Dental Amalgam | 2 |  | N | Y |  | 872.307 | 1 | Dental amalgam is a device that consists of a metallic alloy, such as silver, tin, copper, and zinc, that is mixed with liquid elemental mercury for the direct filling of carious lesions or structural defects in teeth | Powder and liquid metals encapsulated and separated by a septum. Forms a solid upon mixing. | Heterogeneous mixture of alloy and elemental mercury hardens to form a solid that is used as a direct filling material | Direct filling of teeth. | N | N | Eligible
DE | DE | ORY | Tongue Suspension System | 2 |  | N | N |  | 872.557 | 1 | Intended to be used for anterior advancement of the tongue base by means of a bone screw threaded with a suture. It is indicated for the treatment of obstructive sleep apnea (OSA) and/or snoring. | Bone screw and suture material | Physical advancement of the tongue. | Oral cavity | Y | N | Eligible
DE | DE | OYH | Orthodontic Vibratory Accessory | 2 |  | N | Y |  | 872.547 | 1 | An orthodontic accessory intended for use during orthodontic treatment. It is used in conjunction with orthodontic appliances such as braces and helps facilitate minor anterior tooth movement. | The system consists of four components: The Activator, Mouthpiece, Charging Port, and Travel Shell. | The device functions by providing vibration to the teeth. This is done for 20 minutes a day per the length of the entire treatment. | Patients with "separate canine retraction" and "en masse" retraction. | N | N | Eligible
DE | DE | PFL | Intraoral, Dental Foam Protector | 1 |  | N | N |  | 872.689 | 4 | Intended to provide a soft barrier between wired mouth hardware and oral mucosa. | Strip of polyethelene foam | Uses non-latex foam to cover wired mouth hardware. Foam is frictionally retained by a slit in its center. | intraoral between metal appliance on teeth and lip or cheek. | N | N | Eligible
DE | DE | PHR | Diammine Silver Fluoride Dental Hypersensitivity Varnish | 2 |  | N | Y |  | 872.326 | 1 | Applied to tooth enamel to block dentinal tubules for the purpose of reducing tooth sensitivity. | liquid, gel | precipitates upon application resulting in a physical blockage of dentinal tubules | tooth enamel | N | N | Eligible
DE | DE | PIP | Prophy Powder, Airbrush Accessory | 2 |  | N | Y |  | 872.608 | 1 | An air polishing powder to be used with an airbrush for prophylaxis in the oral cavity. | Powder | The powder is dispensed via an electric airbrush and removes plaque via abrasion of the tooth surface by the powder granules. | Oral cavity | N | N | Eligible
DE | DE | PLC | Sleep Appliances With Patient Monitoring | 2 |  | N | Y |  | 872.557 | 1 | For the treatment of night time snoring and mild to moderate obstructive sleep apnea in patients 18 years of age or older while also measuring patient compliance to oral appliance therapy. | Comprised of two customized splints (upper and lower) held together by a locking mechanism | advances the patient's mandible in a forward position to increase airway space and additionally monitors the patient compliance to oral appliance therapy | Patient's oral cavity | N | N | Eligible
DE | DE | PLH | Orthodontic Led Accessory | 2 |  | N | Y |  | 872.547 | 1 | Intended for use during orthodontic treatment. It is used in conjunction with brackets and wires or aligners and helps facilitate minor anterior tooth movement. | The system consists of a mouthpiece containing LEDs, software, and battery, and a separate storage/charging station. | The device functions by applying light energy to the tissue surrouding tooth roots for a photobiomodulation effect. | Alverolar ridge of maxillary and mandibular arches of patients currently being treated with orthodontic brackets/wires or aligners. | N | N | Eligible
DE | DE | PLV | Dental Stereotaxic Instrument | 2 |  | N | N |  | 872.412 | 1 | To facilitate dental implant placement in patients that are partially endentulous or edentulous. | A cart mounted system that physically attaches to the patient as well as the surgical instrument in order to detect the location of the device in physical space. | The device uses stereo cameras to detect tracking devices placed on both the surgical instrument as well as on the patient. The tracked image is then placed on a screen with predetermined anatomical landmarks to assist the clinician with the surgical placement. | Intraoral surgical procedures in the mouth. | N | N | Eligible
DE | DE | PME | External Cleaning Solution | 2 |  | N | N |  | 872.326 | 4 | For use on dental restorations, external to the mouth, prior to insertion into the mouth. | Solution consists of a gel or liquid that is applied directly to the dental restoration. | Applied manually by applicator to the dental restoration, then rinsed thoroughly with water and air dried before placement in the mouth. | The target area of the body is a tooth which will have the dental restoration applied to it. | N | N | Eligible
DE | DE | PNN | Orthodontic Software | 2 |  | N | Y |  | 872.547 | 1 | The device is software that is to be used for the diagnosis and treatment planning of orthodontic patients and conditions. It may include orthodontic output devices used for the treatment of orthodontics. The device is intended for prescription use only. | Software which may produce an orthodontic appliance | May use software, scanning equipment, CAD/CAM, and printing machines for the fabrication of orthodontic appliances | Intraoral | N | N | Eligible
DE | DE | PNP | Dental Abutment Design Software For Dental Laboratory | 2 |  | N | N |  | 872.363 | 1 | The device is intended to aid in the restoration of chewing function by allowing a dental laboratory or dental clinician to design the patient-specific component of a dental abutment (i.e. abutment collar and abutment post) and CAM or create that component at a dental office or dental laboratory following the directions of the dental implant system. The abutment-to-implant interface/connection platform is not a patient-specific component of the dental abutment. | Device is composed of software contained in a standard desktop computer, stand-alone computer unit, or online software, an intra- or extra-oral scanner, and a CAM unit. | The device utilizes a digital image/impression of the patient's oral environment for the purpose of designing and creating a dental abutment. The device uses a validated CAM unit to create a physical version of the patient specific component of the dental abutment (i.e. abutment collar and abutment post). The abutment-to-implant interface/connection platform is not a patient-specific component of the dental abutment. | oral environment | Y | N | Eligible
DE | DE | POW | Crown And Bridge, Long-Term Temporary, Resin | 2 |  | N | Y |  | 872.377 | 1 | For the fabrication of long-term temporary crowns and bridges | Polymeric, may include ceramic filler | Achieves its intended function by providing a patient-matched crown or bridge that is cemented onto a patient's dentition to restore normal mastication | oral cavity | N | N | Eligible
DE | DE | PWL | Oral Surgery Tray | 1 |  | N | N |  | 872.4565 | 7 | This product code has been established in accordance with the may 20, 1997, guidance entitled, convenience kits interim regulatory guidance, found at http://www.fda.gov/downloads/MedicalDevices/DeviceRegulationandGuidance/GuidanceDocuments/ucm080217.pdf.This type of convenience kit, as listed in the guidance above, is under enforcement discretion, and does not require a premarket notification (510(k)) to market if it meets all criteria in the guidance. | This product code has been established in accordance with the may 20, 1997, guidance entitled, convenience kits interim regulatory guidance, found at http://www.fda.gov/downloads/MedicalDevices/DeviceRegulationandGuidance/GuidanceDocuments/ucm080217.pdf.This type of convenience kit, as listed in the guidance above, is under enforcement discretion, and does not require a premarket notification (510(k)) to market if it meets all criteria in the guidance. | This product code has been established in accordance with the may 20, 1997, guidance entitled, convenience kits interim regulatory guidance, found at http://www.fda.gov/downloads/MedicalDevices/DeviceRegulationandGuidance/GuidanceDocuments/ucm080217.pdf.This type of convenience kit, as listed in the guidance above, is under enforcement discretion, and does not require a premarket notification (510(k)) to market if it meets all criteria in the guidance. | This product code has been established in accordance with the may 20, 1997, guidance entitled, convenience kits interim regulatory guidance, found at http://www.fda.gov/downloads/MedicalDevices/DeviceRegulationandGuidance/GuidanceDocuments/ucm080217.pdf.This type of convenience kit, as listed in the guidance above, is under enforcement discretion, and does not require a premarket notification (510(k)) to market if it meets all criteria in the guidance. | N | N | Ineligible
DE | DE | PZY | Additively Manufactured, Preformed, Resin Denture Tooth | 2 |  | N | N |  | 872.359 | 4 | For the fabrication of preformed denture teeth for use in a denture base | Resin. | Digital patient scan is used in conjunction with software and a 3D printer to build patient-matched denture teeth by depositing layer upon layer of the resin material. | Intraoral. | N | N | Ineligible
DE | DE | QCJ | Closed Loop Auto Titration Device For Oral Appliances | 2 |  | N | N |  | 872.5571 | 1 | A closed-loop autotitration device for intraoral appliances uses a feedback control to record changes in the patient�s respiratory status related to repositioning of the mandible during an overnight study. The data are analyzed by a Healthcare Provider and can then be used to prospectively identify patients with mild to moderate obstructive sleep apnea who may be suitable for therapy with an oral appliance and to recommend a target mandibular position. | Temporary intraoral mouthpiece attached to recorders and sensors to monitor physiologic responses to airflow and oxygen desaturation during sleep. | Device functions as a closed loop auto titration device. | Oral cavity. | N | N | Ineligible
DE | DE | QGO | Composite Resin Warmer | 1 |  | N | N |  | 872.61 | 4 | Intended to warm composite materials prior to use | Apparatus with heating base and dispenser | Compules of composite resin are heated by a heating element. When the desired temperature is reached, a dispenser is used to deliver warmed composite resin to the patient. | Heated externally for intraoral use. | N | N | Ineligible
DE | DE | QIA | Powered Tongue Scraper | 1 |  | N | N |  | 872.6865 | 4 | The device is intended to remove debris from the top surface of the tongue as a supplement to normal daily oral hygiene care. | The device is composed of a rounded plastic scraping head on a handle containing integrated software and hardware that provides power, low-vibratory tactile frequency, and ultrasonic frequency. | The device utilizes pressure from the patient�s hand, and generated tactile vibrations and ultrasonic pressure waves for the purposes of cleaning the tongue in a scraping motion. The device uses integrated software and hardware to control power cycles, low-vibratory tactile frequency, and ultrasonic frequency. | Oral environment | N | N | Ineligible
DE | DE | QJC | Plaque Disclosing Agent | 1 |  | N | N |  | 872.6855 | 4 | Intended to enhance visualization of the presence of plaque on tooth surfaces. | Water soluble tablet or gel form | Temporary staining of plaque | Intraoral | N | N | Ineligible
DE | DE | QJJ | Indirect Bonding Tray | 1 |  | N | N |  | 872.541 | 4 | A tray or splint to enable bonding of multiple orthodontic brackets to tooth surfaces. | Solid thermoplastic | Brackets are aligned on a stone model. The tray or splint is formed over the model and is placed intraorally in the patient. After bonding of the brackets, the tray or splint is lifted and discarded. | Intraoral | N | N | Ineligible
DE | DE | QJK | Intraoral Camera | 2 |  | N | N |  | 872.3661 | 4 | To capture the topographical characteristics of teeth or a stone model | Includes light source, camera | Digital image | Intraoral or extraoral | N | N | Ineligible
DE | DE | QMJ | Powered Radiofrequency Toothbrush | 2 |  | N | N |  | 872.6866 | 1 | A radiofrequency toothbrush is a device that consists of a handle containing a radiofrequency generator to deliver radiofrequency energy to a brush intended to be applied to the teeth. The device is intended to remove adherent plaque and food debris from the teeth to reduce tooth decay. | The device is a handheld rechargeable powered toothbrush comprised of the handle, the brush head, and recharging unit. The brush head is designed with radiofrequency electrodes and bristles. The handheld unit contains the software, programming, and hardware necessary for the device to function. The device is operated by a push button for activation of the radiofrequency and vibration. | The device utilizes tactile vibration and low power conductive radiofrequencies to deliver vibration frequency and low power radiofrequency energy to the surface of the teeth to remove adhered plaque and food debris from the teeth. | Oral cavity of the mouth | N | N | Ineligible
DE | DE | QNF | Laser Activator For Polymerization | 2 |  | N | N |  | 872.607 | 1 | Intended to polymerize dental restorative resins | Handheld device including a light guide, a rechargeable battery, a charging station and barrier sleeve and eye protection accessories | Laser energy, in the form of coherent light, is directed by means of optical focusing lenses to cure photoactivated dental restorative resins | Used intraorally on resin restorative surfaces | N | N | Ineligible
DE | DE | QNO | Neuromuscular Tongue Muscle Stimulator For The Reduction Of Snoring And Obstructive Sleep Apnea | 2 |  | N | N |  | 872.5575 | 1 | A neuromuscular tongue muscle stimulator for the reduction of snoring and obstructive sleep apnea consists of a removable intraoral mouthpiece that uses electrodes to deliver neuromuscular stimulation to the tongue to strengthen tongue musculature to reduce snoring and obstructive sleep apnea. | The device is an intraoral removable mouthpiece that delivers a series of electrical pulse bursts with rest periods to electrodes that sandwich the tongue | The device is an external tongue muscle stimulator that delivers neuromuscular electrical stimulation to intrinsic and extrinsic tongue muscles in the daytime in order to increase muscle tone and prevent excess tongue muscle relaxation during sleep. | The device is placed in the mouth but specifically targets the musculature of the tongue | N | N | Ineligible
DE | DE | QRQ | Non-Irrigation Endosseous Dental Implant Drill Bits | 1 |  | N | N |  | 872.398 | 4 | The device is intended to prepare the site for placement of endosseous dental implants. It is to be used at a low speed without irrigation. | The device is composed of metal drill bits. | The device incorporates a design/geometry which allows for dental implant site preparation at low speed without irrigation, specific to the surgical protocol of a dental implant system. | The device is intended for use in the oral cavity for drilling the bone of the upper and lower jaw. | N | N | Ineligible
DE | DE | QRY | Dental Navigation System | 2 |  | N | N |  | 872.412 | 1 | Intended to provide real-time guidance on the orientation and location of the dental instrument relative to the patient's anatomy for general dentistry procedures. | The dental navigation system is comprised of navigation software, user interface, patient tracker, dental instrument tracker, display screen and accessories. | The navigation system software receives in real-time the position of a dental instrument and the patient which is displayed on a screen. | Intraoral for general dentistry procedures | N | N | Ineligible
DE | DE | QTT | Over The Counter Electrical Salivary Stimulatory System | 2 |  | N | N |  | 872.556 | 1 | Over the Counter Device intended to electrically stimulate a relative increase in saliva production | Intraoral device with battery | Promote salivary function by mechanical and electrical stimulation of nerves that are involved in the salivary reflex | Intraoral | N | N | Ineligible
DE | DE | QUA | Intraoral Cooling Device | 2 |  | N | N |  | 872.559 | 1 | An intraoral cooling device is a prescription use device that is intended to cool the mouth for patients at risk for oral mucositis. An intraoral cooling device consists of a removable mouthpiece and accessories that cool oral mucosal surfaces | A removable mouthpiece that contains a liquid or solid coolant at freezing or near freezing temperatures | The mouthpiece exhibits cooling technology that allows for heat transfer between the mouthpiece and the oral mucosa thereby cooling the oral mucosa | Oral Mucosa in the mouth | N | N | Ineligible
DE | DE | QYJ | Dental Waterline Treatment Cartridge | 1 |  | N | N |  | 872.664 | 4 | Intended to reduce microbial bioburden in dental unit water lines | Inline cartridge for water line to the dental operative unit | Resin filtration with or without chemical agent to purify or treat incoming water for dental operative unit. These devices are subject to EPA registration under FIFRA https://www.epa.gov/pesticide-registration/pr-notice-94-4-mou-regulation-liquid-chemical-germicides-intended-use | Intraoral exposure to treated water | N | N | Ineligible
DE | DE | SBC | Dental Image Analyzer | 2 |  | N | N |  | 872.177 | 1 | A dental image analyzer is a prescription home use device that uses software intended to collect and analyze patient-specific, optical camera-based, intraoral images. The analyses are provided to dental health care professionals as an aid to diagnosis of oral health conditions and/or to monitor treatment progress. | May include hardware to capture the optical camera-based intraoral images and software to collect and analyze the images. | Software that collects and analyzes camera-based intraoral images to be used as a diagnostic aid and to monitor treatment progress. | Oral Cavity/Mouth | N | N | Ineligible
DE | DE | SGQ | Intraoral Phototherapy Device | 2 |  | N | N |  | 872.5595 | 1 | An intraoral phototherapy device is an intraoral, non-ionizing, light-based device that is intended for non-surgical treatment of oral conditions such as oral mucositis. | A low-level light device with a control unit and user interface designed to deliver non-ionizing light energy at a controlled light dose. | The light control unit emits dose-controlled low level non-ionizing light energy to the oral mucosa tissue. | Oral Mucosa | N | N | Ineligible
DE | HO | LFE | Solution, Cold Sterilizing | 2 |  | N | Y |  | 880.6885 | 1 |  |  |  |  | N | N | Eligible
DE | HO | ONK | Oral Lubricant | 1 |  | N | Y |  | 880.6375 | 1 | An oral lubricant to be used adjacent to hard and soft tissue and the lips to prevent adherence of dental cement; Placement of a rubber dam; And to prevent the lips from drying and cracking during dental procedures. | viscous liquid or gel | direct application | oral hard and soft tissue | N | N | Eligible
DE | PM | KZM | Device, Muscle Monitoring | 2 |  | N | Y |  | 890.1375 | 1 |  |  |  |  | N | N | Eligible
DE | PM | LQX | Device, Finger-Sucking | 1 |  | Y | N |  | 890.3475 | 4 |  |  |  |  | N | N | Eligible
DE | PM | NUW | Stimulator, Muscle, Powered, Dental | 2 |  | N | Y |  | 890.585 | 1 | Relief of muscle spasms associated with tmj. Muscle reeducation, increasing blood flow. |  |  |  | N | N | Eligible
DE | SU | NVK | Laser, Dental, Soft Tissue | 2 |  | N | Y |  | 878.481 | 1 | Intended for the incision, excision, cutting, ablation, and vaporization of soft tissue in oral and maxillofacial surgery and dentistry. | Laser Unit & Delivery System | Laser System | Teeth | N | N | Eligible
DE | SU | OAJ | Catheter, Drainage, Intraoral/Extraoral | 1 |  | N | N |  | 878.42 | 4 | To allow continuous drainage of saliva and/or fluid irrigation of the salivary duct as well as assisting in maintaining duct patency during the healing process following removal of salivary gland stones for temporary insertion into the salivary gland, whether orally or through the cheek following endoscopic or surgical removal of salivary gland stones | It is a flexible, single lumen, disposable drainage cannula made of radio-opaque polyurethane material | The drainage cannula is inserted which allows the fluid to drain following endoscopic removal of salivary gland stones | Salivary gland | N | N | Eligible
DE | SU | PEM | Dental Barriers And Sleeves | 2 |  | N | Y |  | 878.437 | 1 | Intended to serve as a disposable barrier for dental instruments to reduce the risk of cross contamination between dental patients. | Clear polymer film | Adhesively applied to patient contacting surfaces of reusable dental instruments/devices. | For devices to be used in dental surgery. | N | N | Eligible
DE |  | KJJ | Cleanser, Root Canal |  | 1 | N | N |  |  | 1 |  |  |  |  | N | N | Eligible
DE |  | LFD | Saliva, Artificial |  | 1 | N | N |  |  | 1 |  |  |  |  | N | N | Eligible
DE |  | LMW | Solution, Removal, Carries | 3 |  | N | N |  |  | 2 |  |  |  |  | N | N | Eligible
DE |  | LPG | Material, Dressing, Surgical, Polylactic Acid | 3 |  | N | N |  |  | 2 |  |  |  |  | N | N | Eligible
DE |  | LQY | Locator, Root Apex |  | 1 | N | N |  |  | 1 |  |  |  |  | N | N | Eligible
DE |  | LTG | Paste, Injectable For Vocal Cord Augmentation | 3 |  | N | N |  |  | 2 |  |  |  |  | N | N | Eligible
DE |  | LWM | Device, Electrical Dental Anesthesia |  | 1 | N | N |  |  | 1 |  |  |  |  | N | N | Eligible
DE |  | MCL | Kit, Test, In Vitro Periodontal | 3 |  | N | N |  |  | 2 |  |  |  |  | N | N | Eligible
DE |  | MQC | Mouthguard, Prescription |  | 1 | N | N |  |  | 1 |  |  |  |  | N | N | Eligible
DE |  | MVL | Cord, Retraction |  | 1 | N | N |  |  | 1 |  |  |  |  | N | N | Eligible
DE |  | NSJ | Restoration, Noble Metal |  |  | N | N |  |  | 3 | Foreign dental lab manufactured noble metal restorations are crowns, bridges, inlays, and onlays that are manufactured as finished products from noble metals. |  |  |  | N | N | Eligible
DE |  | NSK | Dentures, Partial |  | 6 | N | N |  |  | 7 | Foreign dental lab manufactured partial dentures are manufactured as finished products from denture resins and other supporting materials. |  |  |  | N | N | Eligible
DE |  | NSL | Dentures, Full |  | 6 | N | N |  |  | 7 | Foreign dental lab manufactured full dentures are manufactured as finished products from denture resins. |  |  |  | N | N | Eligible
DE |  | NSM | Restoration, Resin |  | 6 | N | N |  |  | 7 | Foreign dental lab manufactured resin restorations are permanent restorations that are manufactured as finished products from resins. |  |  |  | N | N | Eligible
DE |  | NSN | Restoration, Resin, Crown And Bridge |  | 6 | N | N |  |  | 7 | Foreign dental lab manufactured resin crown and bridge restorations are crown and bridge restorations that are manufactured as finished products from resins. |  |  |  | N | N | Eligible
DE |  | NSO | Restoration, Porcelain-Fused-To-Metal |  | 6 | N | N |  |  | 7 | Foreign dental lab manufactured porecelain-fused-to-metal restorations are porcelain-fused-to-metal crown and bridge restorations that are manufactured as finished products from porcelain and noble or base metal alloys. |  |  |  | N | N | Eligible
DE |  | NSP | Restoration, Porcelain |  | 6 | N | N |  |  | 7 | Foreign dental lab manufactured porcelain restorations are full porcelain crown and bridge restorations that are manufactured as finished products from porcelains. |  |  |  | N | N | Eligible
DE |  | NSQ | Restoration, Base Metal |  | 6 | N | N |  |  | 7 | Foreign dental lab manufactured base metal restorations are crowns, bridges, inlays, and onlays that are manufactured as finished products from base metals. |  |  |  | N | N | Eligible
DE |  | NSR | Prosthesis, Orthodontic |  | 6 | N | N |  |  | 7 | Foreign dental lab manufactured orthodontic prosthesis are finished custom-fit orthodontic prosthesis. |  |  |  | N | N | Eligible
DE |  | NXJ | Denture, Cosmetic Only |  | 6 | N | N |  |  | 7 | Intended to improve an individual's appearance only. Not intended to assist in chewing food. | denture rebasing resin, methylmethacrylate | Functions independently | oral cavity | N | N | Eligible
DE |  | OBR | Mouthguard, Over-The-Counter |  | 1 | N | N |  |  | 1 | To protect the teeth and reduce damage caused by bruxing or nighttime grinding and prevention of the noise associated with bruxing and grinding. | It is a material similar to a hard methylmethacrylate or a softer thermoplastic resin. | The dental mouthguard is a removable appliance that is fitted to the teeth by taking an immpression of the teeth or using a thermoplastic resin | Oral Cavity | N | N | Eligible
DE |  | OCO | Mouthguard, Migraine/Tension Headache |  | 1 | N | N |  |  | 1 | A device to be used in the prophylactic treatment of medically diagnosed migraine pain as well as migraine associated tension-type headaches, by reducing their signs and symptoms through reduction of trigeminally innervated muscular activity, and; For the prevention of bruxism and tmj syndrome through reduction of trigeminally innervated muscular activity. | Plastic mouthguard fitted to the teeth | Mouthguard repositions the jaw to reduce muscle tension | Oral cavity | N | N | Eligible
DE |  | OLR | Oral Wound Dressing |  | 1 | N | N |  |  | 1 | Intended as a physical barrier for temporary protection of oral mucosal tissue and to provide pain relief. Unclassified status per SE to MGQ. | A viscous liquid or gel | Supplied as an oral rinse or as a gel, liquid or patch to be directly applied to an oral wound | Oral mucosal tissue | N | N | Eligible
DE |  | OLS | Oral Wound Dressing W/Drug And/Or Biologic |  | 1 | N | N |  |  | 1 | Intended as a physical barrier for temporary protection of oral mucosal tissue and to provide pain relief. Unclassified status per se to mgq. | A viscous liquid or gel | Supplied as an oral rinse or as a gel, liquid or patch to be directly applied to an oral wound. | Oral mucosal tissue | N | N | Eligible
DE |  | PKJ | Crown And Bridge Material, Resin Based |  | 3 | N | N |  |  | 3 | Used for dental crown restorations by single crown, bridge, etc, or for indirect repair of dental crown fabrications. | Used for dental crown restorations by single crown, bridge, etc, or for indirect repair of dental crown fabrications | Used for dental crown restorations by single crown, bridge, etc, or for indirect repair of dental crown fabrications | Tooth | N | N | Eligible
DE |  | QJX | Caries Detection Product With Drug Or Biologic | 3 |  | N | N |  |  | 2 | Intended to aid in the detection of tooth decay by measuring increased visible light, fluorescence, or luminescence induced by caries-activated drug or biologic. | This product is comprised of intraoral imaging system with applicator mechanism for dispensing the drug or biologic. The intraoral imaging system contains a camera and is used with compatible imaging software. | Product dispenses the drug or biologic onto accessible teeth in the patient�s mouth. The drug or biologic binds to caries-related constituents naturally occurring in the mouth, which induces the drug or biologic to give off increased visible light, fluorescence, or luminescence. Images of the detected visible light, fluorescence, or luminescence are used by the dental healthcare professional to see the carious lesions activity and aid in development of treatment planning. | Accessible tooth surfaces | N | N | Ineligible
EN | AN | OGP | Cricothyrotomy Kit | 2 |  | N | N |  | 868.58 | 7 | This product code has been established in accordance with the may 20, 1997, guidance entitled, convenience kits interim regulatory guidance, found at www.Fda.Gov/cdrh/ode/convkit.Html. This type of convenience kit, as listed in the guidance above, is under enforcement discretion, and does not require a premarket notification (510(k)) to market if it meets all criteria in the guidance | This product code has been established in accordance with the May 20, 1997, Guidance entitled, Convenience Kits Interim Regulatory Guidance, found at www.fda.gov/cdrh/ode/convkit.html. This type of convenience kit, as listed in the guidance above, is under enforcement discretion, and does not require a premarket notification (510(k)) to market if it meets all criteria in the guidance. | This product code has been established in accordance with the May 20, 1997, Guidance entitled, Convenience Kits Interim Regulatory Guidance, found at www.fda.gov/cdrh/ode/convkit.html. This type of convenience kit, as listed in the guidance above, is under enforcement discretion, and does not require a premarket notification (510(k)) to market if it meets all criteria in the guidance. | This product code has been established in accordance with the May 20, 1997, Guidance entitled, Convenience Kits Interim Regulatory Guidance, found at www.fda.gov/cdrh/ode/convkit.html. This type of convenience kit, as listed in the guidance above, is under enforcement discretion, and does not require a premarket notification (510(k)) to market if it meets all criteria in the guidance. | N | N | Eligible
EN | AN | OGV | Tracheostomy Cleaning Tray | 2 |  | N | N |  | 868.58 | 7 | This product code has been established in accordance with the may 20, 1997, guidance entitled, convenience kits interim regulatory guidance, found at www.Fda.Gov/cdrh/ode/convkit.Html. This type of convenience kit, as listed in the guidance above, is under enforcement discretion, and does not require a premarket notification (510(k)) to market if it meets all criteria in the guidance | This product code has been established in accordance with the May 20, 1997, Guidance entitled, Convenience Kits Interim Regulatory Guidance, found at www.fda.gov/cdrh/ode/convkit.html. This type of convenience kit, as listed in the guidance above, is under enforcement discretion, and does not require a premarket notification (510(k)) to market if it meets all criteria in the guidance. | This product code has been established in accordance with the May 20, 1997, Guidance entitled, Convenience Kits Interim Regulatory Guidance, found at www.fda.gov/cdrh/ode/convkit.html. This type of convenience kit, as listed in the guidance above, is under enforcement discretion, and does not require a premarket notification (510(k)) to market if it meets all criteria in the guidance. | This product code has been established in accordance with the May 20, 1997, Guidance entitled, Convenience Kits Interim Regulatory Guidance, found at www.fda.gov/cdrh/ode/convkit.html. This type of convenience kit, as listed in the guidance above, is under enforcement discretion, and does not require a premarket notification (510(k)) to market if it meets all criteria in the guidance. | N | N | Eligible
EN | AN | OGW | Tracheostomy Kit | 2 |  | N | N |  | 868.58 | 7 | This product code has been established in accordance with the may 20, 1997, guidance entitled, convenience kits interim regulatory guidance, found at www.Fda.Gov/cdrh/ode/convkit.Html. This type of convenience kit, as listed in the guidance above, is under enforcement discretion, and does not require a premarket notification (510(k)) to market if it meets all criteria in the guidance | This product code has been established in accordance with the May 20, 1997, Guidance entitled, Convenience Kits Interim Regulatory Guidance, found at www.fda.gov/cdrh/ode/convkit.html. This type of convenience kit, as listed in the guidance above, is under enforcement discretion, and does not require a premarket notification (510(k)) to market if it meets all criteria in the guidance. | This product code has been established in accordance with the May 20, 1997, Guidance entitled, Convenience Kits Interim Regulatory Guidance, found at www.fda.gov/cdrh/ode/convkit.html. This type of convenience kit, as listed in the guidance above, is under enforcement discretion, and does not require a premarket notification (510(k)) to market if it meets all criteria in the guidance. | This product code has been established in accordance with the May 20, 1997, Guidance entitled, Convenience Kits Interim Regulatory Guidance, found at www.fda.gov/cdrh/ode/convkit.html. This type of convenience kit, as listed in the guidance above, is under enforcement discretion, and does not require a premarket notification (510(k)) to market if it meets all criteria in the guidance. | N | N | Eligible
EN | DE | MYB | Pillow, Cervical (For Mild Sleep Apnea) | 2 |  | N | Y |  | 872.557 | 1 |  |  |  |  | N | N | Eligible
EN | DE | NEA | Cement, Ear, Nose And Throat | 2 |  | N | N |  | 872.3275 | 1 |  |  |  |  | Y | N | Eligible
EN | DE | OGT | Oral Irrigation Kit | 1 |  | N | N |  | 872.651 | 7 | This product code has been established in accordance with the may 20, 1997, guidance entitled, convenience kits interim regulatory guidance, found at www.Fda.Gov/cdrh/ode/convkit.Html. This type of convenience kit, as listed in the guidance above, is under enforcement discretion, and does not require a premarket notification (510(k)) to market if it meets all criteria in the guidance | This product code has been established in accordance with the May 20, 1997, Guidance entitled, Convenience Kits Interim Regulatory Guidance, found at www.fda.gov/cdrh/ode/convkit.html. This type of convenience kit, as listed in the guidance above, is under enforcement discretion, and does not require a premarket notification (510(k)) to market if it meets all criteria in the guidance. | This product code has been established in accordance with the May 20, 1997, Guidance entitled, Convenience Kits Interim Regulatory Guidance, found at www.fda.gov/cdrh/ode/convkit.html. This type of convenience kit, as listed in the guidance above, is under enforcement discretion, and does not require a premarket notification (510(k)) to market if it meets all criteria in the guidance. | This product code has been established in accordance with the May 20, 1997, Guidance entitled, Convenience Kits Interim Regulatory Guidance, found at www.fda.gov/cdrh/ode/convkit.html. This type of convenience kit, as listed in the guidance above, is under enforcement discretion, and does not require a premarket notification (510(k)) to market if it meets all criteria in the guidance. | N | N | Eligible
EN | EN | BST | Curette, Biopsy, Bronchoscope (Non-Rigid) | 2 |  | N | Y |  | 874.468 | 1 | If the device is reusable, validated reprocessing instructions and reprocessing validation data for this device type must be included in a 510(k) submission (82 FR 26807, available at https://www.gpo.gov/fdsys/pkg/FR-2017-06-09/pdf/2017-12007.pdf). |  |  |  | N | N | Ineligible
EN | EN | BTG | Brush, Biopsy, Bronchoscope (Non-Rigid) | 2 |  | N | Y |  | 874.468 | 1 | If the device is reusable, validated reprocessing instructions and reprocessing validation data for this device type must be included in a 510(k) submission (82 FR 26807, available at https://www.gpo.gov/fdsys/pkg/FR-2017-06-09/pdf/2017-12007.pdf). |  |  |  | N | N | Ineligible
EN | EN | BWH | Forceps, Biopsy, Bronchoscope (Non-Rigid) | 2 |  | N | Y |  | 874.468 | 1 | If the device is reusable, validated reprocessing instructions and reprocessing validation data for this device type must be included in a 510(k) submission (82 FR 26807, available at https://www.gpo.gov/fdsys/pkg/FR-2017-06-09/pdf/2017-12007.pdf). |  |  |  | N | N | Ineligible
EN | EN | EMX | Balloon, Epistaxis | 1 |  | N | N |  | 874.41 | 4 |  |  |  |  | N | N | Eligible
EN | EN | ENW | Catheter, Nasopharyngeal | 1 |  | N | N |  | 874.4175 | 4 |  |  |  |  | N | N | Eligible
EN | EN | ENZ | Telescope, Laryngeal-Bronchial | 2 |  | N | Y |  | 874.468 | 1 | If the device is reusable, validated reprocessing instructions and reprocessing validation data for this device type must be included in a 510(k) submission (82 FR 26807, available at https://www.gpo.gov/fdsys/pkg/FR-2017-06-09/pdf/2017-12007.pdf). |  |  |  | N | N | Ineligible
EN | EN | EOB | Nasopharyngoscope (Flexible Or Rigid) | 2 |  | N | Y |  | 874.476 | 1 | If the device is reusable, validated reprocessing instructions and reprocessing validation data for this device type must be included in a 510(k) submission (82 FR 26807, available at https://www.gpo.gov/fdsys/pkg/FR-2017-06-09/pdf/2017-12007.pdf). |  |  |  | N | N | Ineligible
EN | EN | EOQ | Bronchoscope (Flexible Or Rigid) | 2 |  | N | N |  | 874.468 | 1 | A bronchoscope (flexible or rigid) and accessories is a tubular endoscopic device with any of a group of accessory devices which attach to the bronchoscope and is intended to examine or treat the larynx and tracheobronchial tree. If the device is reprocessed, reprocessing validation data for this device type must be included in a 510(k) submission. If the device is reusable, validated reprocessing instructions and reprocessing validation data for this device type must be included in a 510(k) submission (82 FR 26807, available at https://www.gpo.gov/fdsys/pkg/FR-2017-06-09/pdf/2017-12007.pdf). |  |  |  | N | N | Ineligible
EN | EN | EOX | Esophagoscope (Flexible Or Rigid) | 2 |  | N | N |  | 874.471 | 1 | If the device is reusable, validated reprocessing instructions and reprocessing validation data for this device type must be included in a 510(k) submission (82 FR 26807, available at https://www.gpo.gov/fdsys/pkg/FR-2017-06-09/pdf/2017-12007.pdf). |  |  |  | N | N | Ineligible
EN | EN | EPF | Hearing Aid, Group And Auditory Trainer | 2 |  | N | N |  | 874.332 | 4 |  |  |  |  | N | N | Eligible
EN | EN | EPN | Pump, Nebulizer, Manual | 1 |  | Y | N |  | 874.522 | 4 |  |  |  |  | N | N | Eligible
EN | EN | EPP | Splint, Nasal | 1 |  | N | N |  | 874.58 | 4 |  |  |  |  | N | N | Eligible
EN | EN | EQH | Source, Carrier, Fiberoptic Light | 1 |  | N | N |  | 874.435 | 4 |  |  |  |  | N | N | Eligible
EN | EN | EQJ | Bur, Ear, Nose And Throat | 1 |  | N | N |  | 874.414 | 4 |  |  |  |  | N | N | Eligible
EN | EN | EQL | Laryngostroboscope | 1 |  | N | N |  | 874.475 | 4 |  |  |  |  | N | N | Eligible
EN | EN | EQN | Laryngoscope, Nasopharyngoscope | 2 |  | N | N |  | 874.476 | 1 | If the device is reusable, validated reprocessing instructions and reprocessing validation data for this device type must be included in a 510(k) submission (82 FR 26807, available at https://www.gpo.gov/fdsys/pkg/FR-2017-06-09/pdf/2017-12007.pdf). |  |  |  | N | N | Ineligible
EN | EN | ERA | Otoscope | 1 |  | N | N |  | 874.477 | 4 |  |  |  |  | N | N | Eligible
EN | EN | ERL | Drill, Surgical, Ent (Electric Or Pneumatic) Including Handpiece | 2 |  | N | Y |  | 874.425 | 1 |  |  |  |  | N | N | Ineligible
EN | EN | ESD | Hearing Aid, Air-Conduction, Prescription | 1 |  | N | N |  | 874.33 | 4 | An air-conduction hearing aid is a wearable sound amplifying device intended to compensate for impaired hearing that conducts sound to the ear through the air. This is a prescription hearing aid. | The device is worn behind-the-ear or in-the-canal with audio output into the ear by an ear piece. | Air-conduction hearing aids are acoustic amplification devices for hearing impaired users. | The outer ear and the ear canal | N | N | Eligible
EN | EN | ESE | Larynx, Artificial (Battery-Powered) | 1 |  | N | N |  | 874.3375 | 4 |  |  |  |  | N | N | Eligible
EN | EN | ESH | Polymer, Ent Synthetic-Pife, Silicon Elastomer, Polyethylene, Polyurethane | 2 |  | N | N |  | 874.362 | 1 |  |  |  |  | Y | N | Eligible
EN | EN | ESX | Tack, Sacculotomy (Cody Tack) | 2 |  | N | N |  | 874.376 | 1 |  |  |  |  | Y | N | Eligible
EN | EN | ESZ | Tube, Shunt, Endolymphatic | 2 |  | N | N |  | 874.382 | 1 |  |  |  |  | Y | N | Eligible
EN | EN | ETA | Replacement, Ossicular Prosthesis, Total | 2 |  | N | N |  | 874.3495 | 1 |  |  |  |  | Y | N | Eligible
EN | EN | ETB | Prosthesis, Partial Ossicular Replacement | 2 |  | N | N |  | 874.345 | 1 |  |  |  |  | Y | N | Eligible
EN | EN | ETC | Mold, Middle-Ear | 2 |  | N | N |  | 874.343 | 4 |  |  |  |  | Y | N | Eligible
EN | EN | ETD | Tube, Tympanostomy | 2 |  | N | N |  | 874.388 | 1 |  |  |  |  | Y | N | Eligible
EN | EN | ETF | Unit, Examining/Treatment, Ent | 1 |  | N | N |  | 874.53 | 4 |  |  |  |  | N | N | Eligible
EN | EN | ETK | Tube, Toynbee Diagnostic | 1 |  | N | N |  | 874.1925 | 4 |  |  |  |  | N | N | Eligible
EN | EN | ETM | Gustometer, Sterile | 1 |  | N | N |  | 874.15 | 4 |  |  |  |  | N | N | Eligible
EN | EN | ETN | Stimulator, Nerve | 2 |  | N | N |  | 874.182 | 1 |  |  |  |  | N | N | Ineligible
EN | EN | ETP | Stimulator, Caloric-Water | 1 |  | N | N |  | 874.18 | 4 |  |  |  |  | N | N | Eligible
EN | EN | ETR | Adaptor, Short Increment Sensitivity Index (Sisi) | 1 |  | N | N |  | 874.107 | 4 |  |  |  |  | N | N | Eligible
EN | EN | ETS | Generator, Electronic Noise (For Audiometric Testing) | 2 |  | N | N |  | 874.112 | 4 |  |  |  |  | N | N | Eligible
EN | EN | ETT | Cushion, Earphone (For Audiometric Testing) | 1 |  | N | N |  | 874.11 | 4 |  |  |  |  | N | N | Eligible
EN | EN | ETW | Calibrator, Hearing Aid / Earphone And Analysis Systems | 2 |  | N | N |  | 874.331 | 4 |  |  |  |  | N | N | Eligible
EN | EN | ETY | Tester, Auditory Impedance | 2 |  | N | Y |  | 874.109 | 1 |  |  |  |  | N | N | Eligible
EN | EN | EWA | Set, Audiometer Calibration | 1 |  | N | N |  | 874.108 | 4 |  |  |  |  | N | N | Eligible
EN | EN | EWC | Chamber, Acoustic (For Audiometric Testing) | 1 |  | N | N |  | 874.106 | 4 |  |  |  |  | N | N | Eligible
EN | EN | EWG | Laser, Ent Microsurgical Carbon-Dioxide | 2 |  | N | Y |  | 874.45 | 1 |  |  |  |  | N | N | Eligible
EN | EN | EWL | Prosthesis, Laryngeal (Taub) | 2 |  | N | N |  | 874.373 | 1 |  |  |  |  | N | N | Eligible
EN | EN | EWO | Audiometer | 2 |  | N | N |  | 874.105 | 4 |  |  |  |  | N | N | Eligible
EN | EN | EWQ | Saw, Surgical, Ent (Electric Or Pneumatic) | 1 |  | N | N |  | 874.442 | 4 |  |  |  |  | N | N | Eligible
EN | EN | EWT | Device, Antichoke, Suction | 3 |  | N | N |  | 874.535 | 2 | Call for PMAs on 7/13/99 per 64 FR 18329 on 4/14/99 |  |  |  | N | N | Eligible
EN | EN | EWW | Device, Antichoke, Tongs | 3 |  | N | N |  | 874.537 | 2 |  |  |  |  | N | N | Eligible
EN | EN | EWY | Mediastinoscope, Surgical | 2 |  | N | N |  | 874.472 | 1 | If the device is reusable, validated reprocessing instructions and reprocessing validation data for this device type must be included in a 510(k) submission (82 FR 26807, available at https://www.gpo.gov/fdsys/pkg/FR-2017-06-09/pdf/2017-12007.pdf). |  |  |  | N | N | Ineligible
EN | EN | FWN | Prosthesis, Larynx (Stents And Keels) | 2 |  | N | N |  | 874.362 | 1 |  |  |  |  | N | N | Eligible
EN | EN | JAZ | Prosthesis, Facial, Mandibular Implant | 2 |  | N | N |  | 874.3695 | 1 |  |  |  |  | Y | N | Eligible
EN | EN | JEI | Claw, Foreign Body, Bronchoscope (Non-Rigid) | 2 |  | N | Y |  | 874.468 | 1 | If the device is reusable, validated reprocessing instructions and reprocessing validation data for this device type must be included in a 510(k) submission (82 FR 26807, available at https://www.gpo.gov/fdsys/pkg/FR-2017-06-09/pdf/2017-12007.pdf). |  |  |  | N | N | Ineligible
EN | EN | JEJ | Tubing, Instrumentation, Bronchoscope (Brush Sheath A/O Aspirating) | 2 |  | N | Y |  | 874.468 | 1 | If the device is reusable, validated reprocessing instructions and reprocessing validation data for this device type must be included in a 510(k) submission (82 FR 26807, available at https://www.gpo.gov/fdsys/pkg/FR-2017-06-09/pdf/2017-12007.pdf). |  |  |  | N | N | Ineligible
EN | EN | JEK | Forceps, Biopsy, Bronchoscope (Rigid) | 2 |  | N | N |  | 874.468 | 1 | If the device is reusable, validated reprocessing instructions and reprocessing validation data for this device type must be included in a 510(k) submission (82 FR 26807, available at https://www.gpo.gov/fdsys/pkg/FR-2017-06-09/pdf/2017-12007.pdf). |  |  |  | N | N | Ineligible
EN | EN | JEL | Curette, Biopsy, Bronchoscope (Rigid) | 2 |  | N | N |  | 874.468 | 1 | If the device is reusable, validated reprocessing instructions and reprocessing validation data for this device type must be included in a 510(k) submission (82 FR 26807, available at https://www.gpo.gov/fdsys/pkg/FR-2017-06-09/pdf/2017-12007.pdf). |  |  |  | N | N | Ineligible
EN | EN | JOF | Polymer, Ent Synthetic, Porous Polyethylene | 2 |  | N | N |  | 874.362 | 1 |  |  |  |  | Y | N | Eligible
EN | EN | JPW | Pump, Nebulizer, Electrically Powered | 1 |  | Y | N |  | 874.522 | 4 |  |  |  |  | N | N | Eligible
EN | EN | JXS | Block, Cutting, Ent, Sterile | 1 |  | N | N |  | 874.354 | 4 |  |  |  |  | N | N | Eligible
EN | EN | JXT | Crimper, Wire, Ent, Sterile | 1 |  | N | N |  | 874.354 | 4 |  |  |  |  | N | N | Eligible
EN | EN | JXW | Die, Wire Bending, Ent, Sterile | 1 |  | N | N |  | 874.354 | 4 |  |  |  |  | N | N | Eligible
EN | EN | JXX | Forceps, Wire Closure, Ent, Sterile | 1 |  | N | N |  | 874.354 | 4 |  |  |  |  | N | N | Eligible
EN | EN | JXY | Jig, Piston Cutting, Ent, Sterile | 1 |  | N | N |  | 874.354 | 4 |  |  |  |  | N | N | Eligible
EN | EN | JXZ | Punch, Gelfoam, Sterile | 1 |  | N | N |  | 874.354 | 4 |  |  |  |  | N | N | Eligible
EN | EN | JYA | Scissors, Wire Cutting, Ent, Sterile | 1 |  | N | N |  | 874.354 | 4 |  |  |  |  | N | N | Eligible
EN | EN | JYB | Vise, Ossicular Finger, Sterile | 1 |  | N | N |  | 874.354 | 4 |  |  |  |  | N | N | Eligible
EN | EN | JYE | Chisel, Middle-Ear | 1 |  | N | N |  | 874.442 | 4 |  |  |  |  | N | N | Eligible
EN | EN | JYF | Clamp, Ossicle Holding | 1 |  | N | N |  | 874.442 | 4 |  |  |  |  | N | N | Eligible
EN | EN | JYG | Curette, Ear | 1 |  | N | N |  | 874.442 | 4 |  |  |  |  | N | N | Eligible
EN | EN | JYH | Excavator, Ear | 1 |  | N | N |  | 874.442 | 4 |  |  |  |  | N | N | Eligible
EN | EN | JYI | Gauge, Mastoid | 1 |  | N | N |  | 874.442 | 4 |  |  |  |  | N | N | Eligible
EN | EN | JYJ | Gauge, Measuring | 1 |  | N | N |  | 874.442 | 4 |  |  |  |  | N | N | Eligible
EN | EN | JYL | Hook, Microsurgical Ear | 1 |  | N | N |  | 874.442 | 4 |  |  |  |  | N | N | Eligible
EN | EN | JYM | Inserter, Myringotomy Tube | 1 |  | N | N |  | 874.442 | 4 |  |  |  |  | N | N | Eligible
EN | EN | JYN | Inserter, Sacculotomy Tack | 1 |  | N | N |  | 874.442 | 4 |  |  |  |  | N | N | Eligible
EN | EN | JYO | Knife, Ear | 1 |  | N | N |  | 874.442 | 4 |  |  |  |  | N | N | Eligible
EN | EN | JYP | Knife, Myringotomy | 1 |  | N | N |  | 874.442 | 4 |  |  |  |  | N | N | Eligible
EN | EN | JYQ | Loop, Wire | 1 |  | N | N |  | 874.442 | 4 |  |  |  |  | N | N | Eligible
EN | EN | JYR | Nipper, Malleus | 1 |  | N | N |  | 874.442 | 4 |  |  |  |  | N | N | Eligible
EN | EN | JYS | Perforator, Ear-Lobe | 1 |  | N | N |  | 874.442 | 4 |  |  |  |  | N | N | Eligible
EN | EN | JYT | Pick, Microsurgical Ear | 1 |  | N | N |  | 874.442 | 4 |  |  |  |  | N | N | Eligible
EN | EN | JYW | Press, Vein | 1 |  | N | N |  | 874.442 | 4 |  |  |  |  | N | N | Eligible
EN | EN | JYX | Punch, Attic | 1 |  | N | N |  | 874.442 | 4 |  |  |  |  | N | N | Eligible
EN | EN | JYY | Rasp, Ear | 1 |  | N | N |  | 874.442 | 4 |  |  |  |  | N | N | Eligible
EN | EN | JYZ | Rod, Measuring Ear | 1 |  | N | N |  | 874.442 | 4 |  |  |  |  | N | N | Eligible
EN | EN | JZA | Rongeur, Mastoid | 1 |  | N | N |  | 874.442 | 4 |  |  |  |  | N | N | Eligible
EN | EN | JZB | Scissors, Ear | 1 |  | N | N |  | 874.442 | 4 |  |  |  |  | N | N | Eligible
EN | EN | JZC | Searcher, Mastoid | 1 |  | N | N |  | 874.442 | 4 |  |  |  |  | N | N | Eligible
EN | EN | JZD | Snare, Ear | 1 |  | N | N |  | 874.442 | 4 |  |  |  |  | N | N | Eligible
EN | EN | JZE | Spoon, Ear | 1 |  | N | N |  | 874.442 | 4 |  |  |  |  | N | N | Eligible
EN | EN | JZF | Tube, Ear Suction | 1 |  | N | N |  | 874.442 | 4 |  |  |  |  | N | N | Eligible
EN | EN | JZY | Knife, Laryngeal | 1 |  | N | N |  | 874.442 | 4 |  |  |  |  | N | N | Eligible
EN | EN | JZZ | Saw, Laryngeal | 1 |  | N | N |  | 874.442 | 4 |  |  |  |  | N | N | Eligible
EN | EN | KAA | Set, Laryngeal Injection | 1 |  | N | N |  | 874.442 | 4 |  |  |  |  | N | N | Eligible
EN | EN | KAB | Trocar, Laryngeal | 1 |  | N | N |  | 874.442 | 4 |  |  |  |  | N | N | Eligible
EN | EN | KAC | Tube, Laryngectomy | 1 |  | N | N |  | 874.442 | 4 |  |  |  |  | N | N | Eligible
EN | EN | KAD | Elevator, Ent | 1 |  | N | N |  | 874.442 | 4 |  |  |  |  | N | N | Eligible
EN | EN | KAE | Forceps, Ent | 1 |  | N | N |  | 874.442 | 4 |  |  |  |  | N | N | Eligible
EN | EN | KAH | Microrule, Ent | 1 |  | N | N |  | 874.442 | 4 |  |  |  |  | N | N | Eligible
EN | EN | KAI | Mirror, Ent | 1 |  | N | N |  | 874.442 | 4 |  |  |  |  | N | N | Eligible
EN | EN | KAJ | Mobilizer, Ent | 1 |  | N | N |  | 874.442 | 4 |  |  |  |  | N | N | Eligible
EN | EN | KAK | Probe, Ent | 1 |  | N | N |  | 874.442 | 4 |  |  |  |  | N | N | Eligible
EN | EN | KAL | Retractor, Ent | 1 |  | N | N |  | 874.442 | 4 |  |  |  |  | N | N | Eligible
EN | EN | KAO | Curette, Ethmoid | 1 |  | N | N |  | 874.442 | 4 |  |  |  |  | N | N | Eligible
EN | EN | KAP | Curette, Nasal | 1 |  | N | N |  | 874.442 | 4 |  |  |  |  | N | N | Eligible
EN | EN | KAQ | Gouge, Nasal, Ent | 1 |  | N | N |  | 874.442 | 4 |  |  |  |  | N | N | Eligible
EN | EN | KAR | Irrigator, Sinus | 1 |  | N | N |  | 874.442 | 4 |  |  |  |  | N | N | Eligible
EN | EN | KAS | Knife, Nasal | 1 |  | N | N |  | 874.442 | 4 |  |  |  |  | N | N | Eligible
EN | EN | KAT | Perforator, Antrum | 1 |  | N | N |  | 874.442 | 4 |  |  |  |  | N | N | Eligible
EN | EN | KAW | Punch, Antrum | 1 |  | N | N |  | 874.442 | 4 |  |  |  |  | N | N | Eligible
EN | EN | KAX | Punch, Ethmoid | 1 |  | N | N |  | 874.442 | 4 |  |  |  |  | N | N | Eligible
EN | EN | KAY | Punch, Nasal | 1 |  | N | N |  | 874.442 | 4 |  |  |  |  | N | N | Eligible
EN | EN | KAZ | Rasp, Frontal-Sinus | 1 |  | N | N |  | 874.442 | 4 |  |  |  |  | N | N | Eligible
EN | EN | KBA | Rasp, Nasal | 1 |  | N | N |  | 874.442 | 4 |  |  |  |  | N | N | Eligible
EN | EN | KBB | Rongeur, Nasal | 1 |  | N | N |  | 874.442 | 4 |  |  |  |  | N | N | Eligible
EN | EN | KBC | Saw, Nasal | 1 |  | N | N |  | 874.442 | 4 |  |  |  |  | N | N | Eligible
EN | EN | KBD | Scissors, Nasal | 1 |  | N | N |  | 874.442 | 4 |  |  |  |  | N | N | Eligible
EN | EN | KBE | Snare, Nasal | 1 |  | N | N |  | 874.442 | 4 |  |  |  |  | N | N | Eligible
EN | EN | KBF | Trephine, Sinus | 1 |  | N | N |  | 874.442 | 4 |  |  |  |  | N | N | Eligible
EN | EN | KBG | Trocar, Sinus | 1 |  | N | N |  | 874.442 | 4 |  |  |  |  | N | N | Eligible
EN | EN | KBH | Adenotome | 1 |  | N | N |  | 874.442 | 4 |  |  |  |  | N | N | Eligible
EN | EN | KBI | Bougie, Eustachian | 1 |  | N | N |  | 874.4175 | 4 |  |  |  |  | N | N | Eligible
EN | EN | KBJ | Curette, Adenoid | 1 |  | N | N |  | 874.442 | 4 |  |  |  |  | N | N | Eligible
EN | EN | KBK | Curette, Salpingeal | 1 |  | N | N |  | 874.442 | 4 |  |  |  |  | N | N | Eligible
EN | EN | KBL | Depressor, Metal Tongue, Surgical | 1 |  | N | N |  | 874.442 | 4 |  |  |  |  | N | N | Eligible
EN | EN | KBM | Dissector, Tonsil | 1 |  | N | N |  | 874.442 | 4 |  |  |  |  | N | N | Eligible
EN | EN | KBN | Gag, Mouth | 1 |  | N | N |  | 874.442 | 4 |  |  |  |  | N | N | Eligible
EN | EN | KBO | Guillotine, Tonsil | 1 |  | N | N |  | 874.442 | 4 |  |  |  |  | N | N | Eligible
EN | EN | KBP | Hook, Tonsil Suturing | 1 |  | N | N |  | 874.442 | 4 |  |  |  |  | N | N | Eligible
EN | EN | KBQ | Knife, Tonsil | 1 |  | N | N |  | 874.442 | 4 |  |  |  |  | N | N | Eligible
EN | EN | KBR | Needle, Tonsil Suturing | 1 |  | N | N |  | 874.442 | 4 |  |  |  |  | N | N | Eligible
EN | EN | KBS | Punch, Adenoid | 1 |  | N | N |  | 874.442 | 4 |  |  |  |  | N | N | Eligible
EN | EN | KBT | Punch, Tonsil | 1 |  | N | N |  | 874.442 | 4 |  |  |  |  | N | N | Eligible
EN | EN | KBW | Screw, Oral | 1 |  | N | N |  | 874.442 | 4 |  |  |  |  | N | N | Eligible
EN | EN | KBX | Screw, Tonsil | 1 |  | N | N |  | 874.442 | 4 |  |  |  |  | N | N | Eligible
EN | EN | KBY | Set, Filliform, Eustachian | 1 |  | N | N |  | 874.4175 | 4 |  |  |  |  | N | N | Eligible
EN | EN | KBZ | Snare, Tonsil | 1 |  | N | N |  | 874.442 | 4 |  |  |  |  | N | N | Eligible
EN | EN | KCA | Tonsillectome | 1 |  | N | N |  | 874.442 | 4 |  |  |  |  | N | N | Eligible
EN | EN | KCB | Tube, Tonsil Suction | 1 |  | N | N |  | 874.442 | 4 |  |  |  |  | N | N | Eligible
EN | EN | KCC | Bistoury, Tracheal | 1 |  | N | N |  | 874.442 | 4 |  |  |  |  | N | N | Eligible
EN | EN | KCD | Bougie, Esophageal, Ent | 1 |  | N | N |  | 874.442 | 4 |  |  |  |  | N | N | Eligible
EN | EN | KCF | Dilator, Esophageal, Ent | 1 |  | N | N |  | 874.442 | 4 |  |  |  |  | N | N | Eligible
EN | EN | KCG | Dilator, Tracheal | 1 |  | N | N |  | 874.442 | 4 |  |  |  |  | N | N | Eligible
EN | EN | KCH | Hook, Tracheal | 1 |  | N | N |  | 874.442 | 4 |  |  |  |  | N | N | Eligible
EN | EN | KCI | Trocar, Tracheal | 1 |  | N | N |  | 874.442 | 4 |  |  |  |  | N | N | Eligible
EN | EN | KCJ | Applicator, Ent | 1 |  | Y | N |  | 874.522 | 4 |  |  |  |  | N | N | Eligible
EN | EN | KCL | Blower, Powder, Ent | 1 |  | Y | N |  | 874.522 | 4 |  |  |  |  | N | N | Eligible
EN | EN | KCM | Dropper, Ent | 1 |  | Y | N |  | 874.522 | 4 |  |  |  |  | N | N | Eligible
EN | EN | KCN | Ear Wick | 1 |  | Y | N |  | 874.522 | 4 |  |  |  |  | N | N | Eligible
EN | EN | KCO | Nasal Spray, Ent Delivery | 1 |  | Y | N |  | 874.522 | 4 |  |  |  |  | N | N | Eligible
EN | EN | KCP | Syringe, Ent | 1 |  | Y | N |  | 874.522 | 4 |  |  |  |  | N | N | Eligible
EN | EN | KHH | Stimulator, Caloric-Air | 1 |  | N | N |  | 874.18 | 4 |  |  |  |  | N | N | Eligible
EN | EN | KHJ | Polymer, Ent Synthetic-Polyamide (Mesh Or Foil Material) | 2 |  | N | N |  | 874.362 | 1 |  |  |  |  | Y | N | Eligible
EN | EN | KHL | Hearing Aid, Master | 2 |  | N | N |  | 874.333 | 4 |  |  |  |  | N | N | Eligible
EN | EN | KLW | Masker, Tinnitus | 2 |  | N | Y |  | 874.34 | 1 |  |  |  |  | N | N | Eligible
EN | EN | KLX | Electroglottograph | 2 |  | N | N |  | 874.1325 | 4 |  |  |  |  | N | N | Eligible
EN | EN | KLZ | Tube, Shunt, Endolymphatic With Valve | 2 |  | N | N |  | 874.385 | 1 |  |  |  |  | Y | N | Eligible
EN | EN | KMA | Irrigator, Powered Nasal | 1 |  | N | N |  | 874.555 | 4 |  |  |  |  | N | N | Eligible
EN | EN | KQL | Tube, Tympanostomy With Semi-Permeable Membrane | 2 |  | N | N |  | 874.393 | 1 |  |  |  |  | Y | N | Eligible
EN | EN | KTE | Trocar, Ent | 1 |  | N | N |  | 874.442 | 4 |  |  |  |  | N | N | Eligible
EN | EN | KTF | Punch, Ent | 1 |  | N | N |  | 874.442 | 4 |  |  |  |  | N | N | Eligible
EN | EN | KTG | Knife, Ent | 1 |  | N | N |  | 874.442 | 4 |  |  |  |  | N | N | Eligible
EN | EN | KTH | Device, Anti-Stammering | 1 |  | N | N |  | 874.584 | 4 |  |  |  |  | N | N | Eligible
EN | EN | KTI | Bronchoscope Accessory | 2 |  | N | N |  | 874.468 | 1 | If the device is reusable, validated reprocessing instructions and reprocessing validation data for this device type must be included in a 510(k) submission (82 FR 26807, available at https://www.gpo.gov/fdsys/pkg/FR-2017-06-09/pdf/2017-12007.pdf). |  |  |  | N | N | Ineligible
EN | EN | KTR | Tube, Aspirating, Bronchoscope, Rigid | 2 |  | N | N |  | 874.468 | 1 | If the device is reusable, validated reprocessing instructions and reprocessing validation data for this device type must be included in a 510(k) submission (82 FR 26807, available at https://www.gpo.gov/fdsys/pkg/FR-2017-06-09/pdf/2017-12007.pdf). |  |  |  | N | N | Ineligible
EN | EN | LBL | Tube, Tympanostomy, Porous Polyethylene | 2 |  | N | N |  | 874.388 | 1 |  |  |  |  | Y | N | Eligible
EN | EN | LBM | Porous Polyethylene Ossicular Replacement | 2 |  | N | N |  | 874.345 | 1 |  |  |  |  | Y | N | Eligible
EN | EN | LBN | Replacement, Total Ossicular, Prosthesis, Porous, Polyethylene | 2 |  | N | N |  | 874.3495 | 1 |  |  |  |  | Y | N | Eligible
EN | EN | LBP | Replacement, Ossicular (Stapes) Using Absorbable Gelatin Material | 2 |  | N | N |  | 874.345 | 1 |  |  |  |  | Y | N | Eligible
EN | EN | LDG | Kit, Earmold, Impression | 1 |  | N | N |  | 874.33 | 4 |  |  |  |  | N | N | Eligible
EN | EN | LJW | Tracheotome | 1 |  | N | N |  | 874.442 | 4 |  |  |  |  | N | N | Eligible
EN | EN | LMS | Laser, Microsurgical Argon, For Uses Other Than Otology, Including Laryngology & General Use In Otolaryngology | 2 |  | N | Y |  | 874.449 | 1 |  |  |  |  | N | N | Eligible
EN | EN | LRB | Face Plate Hearing Aid | 1 |  | N | N |  | 874.33 | 4 |  |  |  |  | N | N | Eligible
EN | EN | LRC | Instrument, Ent Manual Surgical | 1 |  | N | N |  | 874.442 | 4 |  |  |  |  | N | N | Eligible
EN | EN | LRD | Applicator, Ent Drug | 1 |  | Y | N |  | 874.522 | 4 |  |  |  |  | N | N | Eligible
EN | EN | LRE | Instrument, Prosthesis Modification For Ossicular Replacement Surgery, Sterile | 1 |  | N | N |  | 874.354 | 4 |  |  |  |  | N | N | Eligible
EN | EN | LWF | Dilator, Nasal | 1 |  | N | N |  | 874.39 | 4 |  |  |  |  | N | N | Eligible
EN | EN | LXB | Hearing Aid, Bone Conduction | 2 |  | N | Y |  | 874.3302 | 1 |  |  |  |  | N | N | Eligible
EN | EN | LXR | Laser, Microsurgical Argon, For Use In Otology | 2 |  | N | Y |  | 874.449 | 1 |  |  |  |  | N | N | Eligible
EN | EN | LYA | Splint, Intranasal Septal | 1 |  | N | N |  | 874.478 | 4 |  |  |  |  | N | N | Eligible
EN | EN | LYN | Apparatus, Visual Reinforcement Audiometric | 2 |  | N | N |  | 874.105 | 4 |  |  |  |  | N | N | Eligible
EN | EN | LZI | Device, Assistive Listening | 2 |  | N | N |  | 874.332 | 4 |  |  |  |  | N | N | Eligible
EN | EN | MAH | Hearing Aid, Bone Conduction, Implanted | 2 |  | N | N |  | 874.3302 | 1 |  |  |  |  | Y | N | Eligible
EN | EN | MCK | Device, Voice Amplification | 2 |  | N | N |  | 874.373 | 4 |  |  |  |  | N | N | Eligible
EN | EN | MIX | System, Vocal Cord Medialization | 2 |  | N | N |  | 874.362 | 1 |  |  |  |  | Y | N | Eligible
EN | EN | MMO | Tray, Surgical, Ent | 1 |  | N | N |  | 874.442 | 4 |  |  |  |  | N | N | Eligible
EN | EN | MQW | Transilluminator, Fiber Optic | 1 |  | N | N |  | 874.435 | 4 |  |  |  |  | N | N | Eligible
EN | EN | MXP | Bone Particle Collector | 1 |  | N | N |  | 874.48 | 4 |  |  |  |  | N | N | Eligible
EN | EN | NAS | Tympanometer | 2 |  | N | Y |  | 874.109 | 1 |  |  |  |  | N | N | Eligible
EN | EN | NHB | Polymer, Ear, Nose And Throat, Synthetic, Absorbable | 2 |  | N | N |  | 874.362 | 1 | Ear, nose, and throat absorbable synthetic polymer material is a device material that is intended to be implanted for use as a space-occupying substance in the reconstructive surgery of the head and neck. The device is shaped and formed by the surgeon to conform to the patient's needs. This generic type of device is made of absorbable synthetic polymer materials. |  |  |  | N | N | Eligible
EN | EN | NIX | Hearing Aid, Air Conduction, Transcutaneous System | 2 |  | N | N |  | 874.395 | 1 | The transcutaneous air conduction hearing aid system is a wearable sound-amplifying device that is intended to compensate for impaired hearing. It consists of an air conduction hearing aid attached to a surgically fitted tube system. The tube creates an air channel through the soft tissue between outer ear canal and the post-auricular region of the pinna (ear). The air conduction hearing aid attaches to the post-auricular opening of the tube, thereby transmiting amplified sound to the ear canal without occluding the canal. |  |  |  | Y | N | Eligible
EN | EN | NLB | Trocar, Tracheal, Laryngeal, Sinus, Reprocessed | 1 |  | N | Y |  | 874.442 | 1 | Same as KBG, KAB, and KCI but need one code for reprocessing. Reprocessing validation data for this device type must be included in a 510(k) submission. (70 FR 56911, available at https://www.govinfo.gov/content/pkg/FR-2005-09-29/pdf/05-19510.pdf). |  |  |  | N | N | Eligible
EN | EN | NLE | Forceps, Biopsy, Bronchoscope (Non-Rigid), Reprocessed | 2 |  | N | N |  | 874.468 | 1 | Same as BWH except it is reprocessed. Reprocessing validation data for this device type must be included in a 510(k) submission. (70 FR 56911, available at https://www.govinfo.gov/content/pkg/FR-2005-09-29/pdf/05-19510.pdf). |  |  |  | N | N | Eligible
EN | EN | NLY | Microdebrider, Ent, High Speed, Single Use, Reprocessed | 1 |  | N | N |  | 874.414 | 1 | ENT microdebrider is an accessory to an ENT drill system. It is intended to remove soft and hard tissue during ear, nost and throat surgery. These devices operate at high speed for precise tissue resection. (this is for reprocessed sing use ENT microdebrider.) |  |  |  | N | N | Eligible
EN | EN | NLZ | Bur, Ent, Diamond Coated, Single Use, Reprocessed | 1 |  | N | N |  | 874.414 | 1 | ENT diamond bur is an accessory to an ENT drill system. It is intended to remove soft and hard tissue during ear, nose and throat surgery. These devices operate at high speed for precise tissue resection. Reprocessing validation data for this device type must be included in a 510(k) submission. (70 FR 56911, available at https://www.govinfo.gov/content/pkg/FR-2005-09-29/pdf/05-19510.pdf). |  |  |  | N | N | Eligible
EN | EN | NNJ | Gustometer, Non-Sterile | 1 |  | Y | N |  | 874.15 | 4 |  |  |  |  | N | N | Eligible
EN | EN | NNN | Crimper, Wire, Ent, Non-Sterile | 1 |  | Y | N |  | 874.354 | 4 | Prosthesis modification instrument for ossicular replacement surgery; see product code JXT. |  |  |  | N | N | Eligible
EN | EN | NNO | Jig, Piston Cutting, Ent, Non-Sterile | 1 |  | Y | N |  | 874.354 | 4 | Prosthesis modification instrument for ossicular replacement surgery; see product code JXY. |  |  |  | N | N | Eligible
EN | EN | NNP | Die, Wire Bending, Ent, Non-Sterile | 1 |  | Y | N |  | 874.354 | 4 | Prosthesis modification instrument for ossicular replacement surgery; see product code JXW. |  |  |  | N | N | Eligible
EN | EN | NNQ | Forceps, Wire Closure, Ent, Non-Sterile | 1 |  | Y | N |  | 874.354 | 4 | Prosthesis modification instrument for ossicular replacement surgery; see product code JXX. |  |  |  | N | N | Eligible
EN | EN | NNR | Block, Cutting, Ent, Non-Sterile | 1 |  | Y | N |  | 874.354 | 4 | Prosthesis modification instrument for ossicular replacement surgery; see product code JXS. |  |  |  | N | N | Eligible
EN | EN | NNS | Instrument, Prosthesis Modification For Ossicular Replacement Surgery, Non-Sterile | 1 |  | Y | N |  | 874.354 | 4 | Prosthesis modification instrument for ossicular replacement surgery; see product code LRE. |  |  |  | N | N | Eligible
EN | EN | NNT | Punch, Gelfoam, Non-Sterile | 1 |  | Y | N |  | 874.354 | 4 | Prosthesis modification instrument for ossicular replacement surgery; see product code JXZ |  |  |  | N | N | Eligible
EN | EN | NNU | Scissors, Wire Cutting, Ent, Non-Sterile | 1 |  | Y | N |  | 874.354 | 4 | Prosthesis modification instrument for ossicular replacement surgery; see product code JYA. |  |  |  | N | N | Eligible
EN | EN | NNV | Vise, Ossicular Finger, Non-Sterile | 1 |  | Y | N |  | 874.354 | 4 | Prosthesis modification instrument for ossicular replacement surgery; see product code JYB. |  |  |  | N | N | Eligible
EN | EN | NRK | Kit, Test, Olfactory | 2 |  | N | N |  | 874.16 | 4 | The home test for loss of the sense of smell is packaged in a small carton which contains (1) an instruction book, (2) a booklet containing twelve micorencapsulated smell strips, each on a separate page, with instructions for scoring the test and an answer key, and (3) a physician information card. The device is intended for screening neurological disorder. |  |  |  | N | N | Eligible
EN | EN | OGR | Ear, Nose, And Throat Surgical Tray | 1 |  | N | N |  | 874.442 | 7 | This product code has been established in accordance with the may 20, 1997, guidance entitled, convenience kits interim regulatory guidance, found at www.Fda.Gov/cdrh/ode/convkit.Html. This type of convenience kit, as listed in the guidance above, is under enforcement discretion, and does not require a premarket notification (510(k)) to market if it meets all criteria in the guidance | This product code has been established in accordance with the May 20, 1997, Guidance entitled, Convenience Kits Interim Regulatory Guidance, found at www.fda.gov/cdrh/ode/convkit.html. This type of convenience kit, as listed in the guidance above, is under enforcement discretion, and does not require a premarket notification (510(k)) to market if it meets all criteria in the guidance. | This product code has been established in accordance with the May 20, 1997, Guidance entitled, Convenience Kits Interim Regulatory Guidance, found at www.fda.gov/cdrh/ode/convkit.html. This type of convenience kit, as listed in the guidance above, is under enforcement discretion, and does not require a premarket notification (510(k)) to market if it meets all criteria in the guidance. | This product code has been established in accordance with the May 20, 1997, Guidance entitled, Convenience Kits Interim Regulatory Guidance, found at www.fda.gov/cdrh/ode/convkit.html. This type of convenience kit, as listed in the guidance above, is under enforcement discretion, and does not require a premarket notification (510(k)) to market if it meets all criteria in the guidance. | N | N | Eligible
EN | EN | OGS | Myringotomy Procedure Kit | 2 |  | N | N |  | 874.388 | 7 | This product code has been established in accordance with the may 20, 1997, guidance entitled, convenience kits interim regulatory guidance, found at www.Fda.Gov/cdrh/ode/convkit.Html. This type of convenience kit, as listed in the guidance above, is under enforcement discretion, and does not require a premarket notification (510(k)) to market if it meets all criteria in the guidance. | This product code has been established in accordance with the May 20, 1997, Guidance entitled, Convenience Kits Interim Regulatory Guidance, found at www.fda.gov/cdrh/ode/convkit.html. This type of convenience kit, as listed in the guidance above, is under enforcement discretion, and does not require a premarket notification (510(k)) to market if it meets all criteria in the guidance. | This product code has been established in accordance with the May 20, 1997, Guidance entitled, Convenience Kits Interim Regulatory Guidance, found at www.fda.gov/cdrh/ode/convkit.html. This type of convenience kit, as listed in the guidance above, is under enforcement discretion, and does not require a premarket notification (510(k)) to market if it meets all criteria in the guidance. | This product code has been established in accordance with the May 20, 1997, Guidance entitled, Convenience Kits Interim Regulatory Guidance, found at www.fda.gov/cdrh/ode/convkit.html. This type of convenience kit, as listed in the guidance above, is under enforcement discretion, and does not require a premarket notification (510(k)) to market if it meets all criteria in the guidance. | N | N | Eligible
EN | EN | OGU | Pierced Ear/Entry Cleaning Tray | 1 |  | N | N |  | 874.442 | 7 | Contents typically includes: Ear piercing instrument, alcohol prep pads (pro code: LKB - unclassified), ear piercing studs. This product code has been established in accordance with the May 20, 1997, guidance entitled, convenience kits interim regulatory guidance, found at http://www.fda.gov/downloads/MedicalDevices/DeviceRegulationandGuidance/GuidanceDocuments/ucm080217.pdf. This type of convenience kit, as listed in the guidance above, is under enforcement discretion, and does not require a premarket notification (510(k)) to market if it meets all criteria in the guidance. | Contents typically includes: Ear piercing instrument, alcohol prep pads (pro code: LKB - unclassified), ear piercing studs. This product code has been established in accordance with the May 20, 1997, guidance entitled, convenience kits interim regulatory guidance, found at http://www.fda.gov/downloads/MedicalDevices/DeviceRegulationandGuidance/GuidanceDocuments/ucm080217.pdf. This type of convenience kit, as listed in the guidance above, is under enforcement discretion, and does not require a premarket notification (510(k)) to market if it meets all criteria in the guidance. | Contents typically includes: Ear piercing instrument, alcohol prep pads (pro code: LKB - unclassified), ear piercing studs. This product code has been established in accordance with the May 20, 1997, guidance entitled, convenience kits interim regulatory guidance, found at http://www.fda.gov/downloads/MedicalDevices/DeviceRegulationandGuidance/GuidanceDocuments/ucm080217.pdf. This type of convenience kit, as listed in the guidance above, is under enforcement discretion, and does not require a premarket notification (510(k)) to market if it meets all criteria in the guidance. | Contents typically includes: Ear piercing instrument, alcohol prep pads (pro code: LKB - unclassified), ear piercing studs. This product code has been established in accordance with the May 20, 1997, guidance entitled, convenience kits interim regulatory guidance, found at http://www.fda.gov/downloads/MedicalDevices/DeviceRegulationandGuidance/GuidanceDocuments/ucm080217.pdf. This type of convenience kit, as listed in the guidance above, is under enforcement discretion, and does not require a premarket notification (510(k)) to market if it meets all criteria in the guidance. | N | N | Eligible
EN | EN | OSM | Hearing Aid, Air-Conduction With Wireless Technology, Prescription | 2 |  | N | N |  | 874.3305 | 4 | A wireless air-conduction hearing aid is a wearable sound-amplifying device, intended to compensate for impaired hearing that incorporates wireless technology in its programming or use. This is a prescprition hearing aid. | The device is worn behind-the-ear or in-the-canal with audio output into the ear by an ear piece. | Wireless hearing aids are acoustic amplification devices for hearing impaired users that utilize wireless technology. | The outer ear and the ear canal. | N | N | Eligible
EN | EN | PFO | Active Implantable Bone Conduction Hearing System | 2 |  | N | N |  | 874.334 | 1 | An active implantable bone conduction hearing system is a prescription device consisting of an implanted transducer, implanted electronics components, and an audio processor. The active implantable bone conduction hearing system is intended to compensate for conductive or mixed hearing losses by conveying amplified acoustic signals to the cochlea via mechanical vibrations on the skull bone. | The device has an implantable component and an external audio processor component. Both components are made of different metals, alloys and/or plastic materials. | Bone conduction implant that is surgically attached to the mastoid bone and an external audio processor that is held in place on the patient's scalp by magnetic attraction between the implant and the audio processor. The audio processor contains microphones that pick up sound and speech from the environment and convert them into a signal that can be transmitted across the skin to the implant. The signal transmitted by the Audio Processor is converted into controlled vibrations of the mastoid bone by the implant, which are perceived as sound. | The patient's hearing will be affected by this device. Since it is an implant on the patient's skull behind the ear, the areas of the skull and skin over the implant will be affected, including the ear. | Y | N | Ineligible
EN | EN | PKA | External Upper Esophageal Sphincter (Ues) Compression Device | 2 |  | N | N |  | 874.59 | 1 | The external UES compression device is intended to reduce the symptoms of laryngopharyngeal reflux (LPR) disease by reducing the regurgitation of stomach contents from passing through the upper esophageal sphincter. | The external UES compression device consists of an externally worn band. The band typically consists of a cushion, a comfort band, a frame, comfort dial and clasp. | The external UES compression device is worn by the patient and is designed to provide a set pressure on the cricoid cartilage, which increases the luminal pressure within the upper esophageal sphincter (UES). | An upper esophageal sphincter (UES) compression device, which applies external pressure on the cricoid cartilage right below the Adam's apple. | N | N | Eligible
EN | EN | PLK | Tympanic Membrane Direct Contact Hearing Aid | 2 |  | N | N |  | 874.3315 | 1 | A tympanic membrane contact hearing aid is intended to compensate for impaired hearing by transmitting amplified sound by vibrating the tympanic membrane through a transducer that is in direct contact with the tympanic membrane. | A tympanic membrane contact hearing aid consists of an externally worn audio processor, and a custom fitted tympanic membrane receiver/transducer. | A tympanic membrane contact hearing aid is a device worn by the patient that uses an external audio processor to transmit amplified sound by vibrating the tympanic membrane through a transducer that is in direct contact with the tympanic membrane | A tympanic membrane contact hearing aid provides direct, mechanical vibration of the lateral side of the tympanic membrane. | Y | N | Eligible
EN | EN | PNZ | Eustachian Tube Balloon Dilation Device | 2 |  | N | N |  | 874.418 | 1 | The device is intended for use in dilating the cartilaginous portion of the Eustachian tube for treating persistent Eustachian tube dysfunction. | A Eustachian tube balloon dilation device consists of a catheter with an inflatable, plastic balloon, which is located at the flexible, distal end. The catheter shaft has a dual lumen to enable inflation of the balloon and has a soft, balled tip to prevent advancement into the bony isthmus of the Eustachian tube. The catheter materials are primarily plastic and stainless steel and the balloon is also plastic. The catheter joints are bonded using adhesives. | The balloon catheter is loaded through a guide catheter through the nose to the Eustachian tube. The balloon is manually advanced and inserted into the cartilaginous Eustachian tube and inflated to a desired pressure and specified duration. The balloon is then deflated and removed from the nose. | Eustachian tube | N | N | Eligible
EN | EN | PTO | Tester, Auditory Impedance, Exempt | 2 |  | N | N |  | 874.109 | 4 | This product code is the class II exempt counterpart of ETY, and was exempted, subject to the limitations of exemption, under the procedures established by the 21st Century Cures Act. This device type does not require premarket notification (510(k)) to market if it does not exceed the general limitations of exemption found in 21 CFR 874.9 and the specific limitations of exemption as stated in the �Physical State� field of this product code description. | Exemption is limited to auditory impedance testers that are in compliance with FDA-recognized consensus standard ANSI S3.39. | This product code is the class II exempt counterpart of ETY, and was exempted, subject to the limitations of exemption, under the procedures established by the 21st Century Cures Act. This device type does not require premarket notification (510(k)) to market if it does not exceed the general limitations of exemption found in 21 CFR 874.9 and the specific limitations of exemption as stated in the �Physical State� field of this product code description. | This product code is the class II exempt counterpart of ETY, and was exempted, subject to the limitations of exemption, under the procedures established by the 21st Century Cures Act. This device type does not require premarket notification (510(k)) to market if it does not exceed the general limitations of exemption found in 21 CFR 874.9 and the specific limitations of exemption as stated in the �Physical State� field of this product code description. | N | N | Eligible
EN | EN | PTP | Tympanometer, Exempt | 2 |  | N | N |  | 874.109 | 4 | This product code is the class II exempt counterpart of NAS, and was exempted, subject to the limitations of exemption, under the procedures established by the 21st Century Cures Act. This device type does not require premarket notification (510(k)) to market if it does not exceed the general limitations of exemption found in 21 CFR 874.9 and the specific limitations of exemption as stated in the �Physical State� field of this product code description. | Exemption is limited to tympanometers that are in compliance with FDA-recognized consensus standard ANSI S3.39. | This product code is the class II exempt counterpart of NAS, and was exempted, subject to the limitations of exemption, under the procedures established by the 21st Century Cures Act. This device type does not require premarket notification (510(k)) to market if it does not exceed the general limitations of exemption found in 21 CFR 874.9 and the specific limitations of exemption as stated in the �Physical State� field of this product code description. | This product code is the class II exempt counterpart of NAS, and was exempted, subject to the limitations of exemption, under the procedures established by the 21st Century Cures Act. This device type does not require premarket notification (510(k)) to market if it does not exceed the general limitations of exemption found in 21 CFR 874.9 and the specific limitations of exemption as stated in the �Physical State� field of this product code description. | N | N | Eligible
EN | EN | QDD | Self-Fitting Air-Conduction Hearing Aid, Prescription | 2 |  | N | N |  | 874.3325 | 1 | A self-fitting air-conduction hearing aid is a wearable sound amplifying device that is intended to compensate for impaired hearing and incorporates technology, including software, that allows users to program their hearing aids. This technology integrates user input with a self-fitting strategy and enables users to independently derive and customize their hearing aid fitting and settings. This is a prescription hearing aid. | The self-fitting air-conduction hearing aid consists of the following components that are worn on the body, typically at ear level: microphone, receiver, and signal processor. In addition, the device will have a user interface for adjusting the hearing aid. | A self-fitting air-conduction hearing aid incorporates technology, including software, used by the listener to configure parameters, settings, and listening modes to meet the user's listening needs. | The self-fitting air-conduction hearing aid provides amplification to the ear. | N | N | Ineligible
EN | EN | QGK | Balloon, Nasal Airway | 1 |  | N | N |  | 874.442 | 1 | The nasal airway balloon is intended to provide increased intranasal space to facilitate access for endonasal and transnasal procedures and/or temporarily address nasal obstruction. | A nasal airway balloon device consists of a catheter with an inflatable, plastic balloon, which is located at the distal, flexible tip. The catheter shaft contains a dual lumen to enable inflation of the balloon and to permit the optional use of a stylet to facilitate advancement of the balloon to the target location. | The nasal airway balloon is inserted into the intranasal space. The balloon is inflated up to the rated pressure and diameter and for the specified duration, to uniformly displace structures in the nasal passage in the region of the inferior turbinate and lower nasal septum. The balloon is then deflated and removed from the nose. | Intranasal space in the region of inferior turbinate and lower nasal septum. | N | N | Ineligible
EN | EN | QJL | Splint, Intranasal Septal, Cber Led | 1 |  | N | N |  | 874.478 | 4 | Splint, Intranasal Septal, CBER led | Splint, Intranasal Septal, CBER led | Splint, Intranasal Septal, CBER led | Splint, Intranasal Septal, CBER led | N | N | Ineligible
EN | EN | QNU | Transcutaneous Electrical Nerve Stimulator For The Relief Of Congestion | 2 |  | N | N |  | 874.6 | 1 | A transcutaneous electrical nerve stimulator for the relief of congestion is a device that electrically stimulates the skin overlying the paranasal sinuses to relieve congestion. | This device is for external application and includes an active and return electrode, battery, and software. | This device is an electrical stimulator and applies a low level of electrical current to the skin overlying the paranasal sinuses. | The skin overlying the paranasal sinuses | N | N | Ineligible
EN | EN | QNW | Reprocessed Bronchoscope | 2 |  | N | N |  | 874.468 | 1 | Same as EOQ except reprocessed. Please see EOQ at: https://www.accessdata.fda.gov/scripts/cdrh/cfdocs/cfPCD/classification.cfm?ID=EOQ Reprocessing validation data for this device type must be included in a 510(k) submission. | The device is made of materials such as stainless steel or flexible plastic.This generic type of device includes the rigid ventilating bronchoscope, rigid nonventilating bronchoscope, nonrigid bronchoscope, laryngeal-bronchial telescope, flexible foreign body claw, bronchoscope tubing, flexible biopsy forceps, rigid biopsy curette, flexible biopsy brush, rigid biopsy forceps, flexible biopsy curette, and rigid bronchoscope aspirating tube, but excludes the fiberoptic light source and carrier. | The device is a reprocessed single-use bronchoscope. A bronchoscope (flexible or rigid) and accessories is a tubular endoscopic device with any of a group of accessory devices which attach to the bronchoscope and is intended to examine or treat the larynx and tracheobronchial tree. It is typically used with a fiberoptic light source and carrier to provide illumination. | Larynx and tracheobronchial tree. | N | N | Ineligible
EN | EN | QQG | Oropharyngeal Electrical Stimulator | 2 |  | N | N |  | 874.595 | 1 | An oropharyngeal electrical stimulator is a device that stimulates afferent nerve fibers of oropharyngeal mucosa. The device is intended to treat swallowing dysfunction. The device may incorporate a feeding tube. | Hardware with electronics generating electrical current and software monitoring treatment and storing patient data. | Applies electrical current to stimulate sensory nerves in the oropharynx. | Oropharyngeal mucosa | N | N | Ineligible
EN | EN | QQH | Powered Insertion System For A Cochlear Implant Electrode Array | 2 |  | N | N |  | 874.445 | 1 | A powered insertion system for a cochlear implant electrode array is a prescription device used to assist in placing an electrode array into the cochlea. | A powered device/system that may contain a motor and other software/hardware to assist in the insertion of a cochlear implant. | Device/system holds and advances the electrode array of cochlear implant. | Cochlea in the inner ear. | N | N | Ineligible
EN | EN | QUF | Hearing Aid, Air-Conduction, Over The Counter | 1 |  | N | N |  | 874.33 | 4 | An air-conduction hearing aid is a wearable sound amplifying device intended to compensate for impaired hearing that conducts sound to the ear through the air. This is an over the counter hearing aid. For information on the final rule �Establishing Over-the-Counter Hearing Aids,� please see 87 FR 50698, available at https://www.govinfo.gov/content/pkg/FR-2022-08-17/pdf/2022-17230.pdf. | The device is worn behind-the-ear or in-the-canal with audio output into the ear by an earpiece. | Air-conduction hearing aids are acoustic amplification devices for hearing impaired users. | The outer ear and the ear canal. | N | N | Ineligible
EN | EN | QUG | Hearing Aid, Air-Conduction With Wireless Technology, Over The Counter | 2 |  | N | N |  | 874.3305 | 4 | A wireless air-conduction hearing aid is a wearable sound-amplifying device, intended to compensate for impaired hearing that incorporates wireless technology in its programming or use. This is an over the counter hearing aid. For information on the final rule �Establishing Over-the-Counter Hearing Aids,� please see 87 FR 50698, available at https://www.govinfo.gov/content/pkg/FR-2022-08-17/pdf/2022-17230.pdf. | The device is worn behind-the-ear or in-the-canal with audio output into the ear supported by an earpiece. | Wireless hearing aids are acoustic amplification devices for hearing impaired users that utilize wireless technology. | The outer ear and ear canal | N | N | Ineligible
EN | EN | QUH | Self-Fitting Air-Conduction Hearing Aid, Over The Counter | 2 |  | N | N |  | 874.3325 | 1 | A self-fitting air-conduction hearing aid is a wearable sound amplifying device that is intended to compensate for impaired hearing and incorporates technology, including software, that allows users to program their hearing aids. This technology integrates user input with a self-fitting strategy and enables users to independently derive and customize their hearing aid fitting and settings. This is an over the counter hearing aid. For information on the final rule �Establishing Over-the-Counter Hearing Aids,� please see 87 FR 50698, available at https://www.govinfo.gov/content/pkg/FR-2022-08-17/pdf/2022-17230.pdf. | The self-fitting air-conduction hearing aid consists of the following components that are worn on the body, typically at ear level: microphone, receiver, and signal processor. In addition, the device will have a user interface for adjusting the hearing aid. | A self-fitting air-conduction hearing aid incorporates technology, including software, used by the listener to configure parameters, settings, and listening modes to meet the user's listening needs. | The self-fitting air-conduction hearing aid provides amplification to the ear. | N | N | Ineligible
EN | EN | QVN | Combined Acoustic And Electrical External Stimulation Device For The Relief Of Tinnitus | 2 |  | N | N |  | 874.341 | 1 | A combined acoustic and electrical external stimulation device for the relief of tinnitus is a device that provides acoustic stimulation in the ear and external, electrical stimulation of sensory nerves to relieve tinnitus. | The device may include a headphone for sound stimulation, a electrical stimulator for transmucosal/transcutaneous electrical stimulation, and a controller (hardware and software) to generate and control the sound and electrical stimulation. | Uses a headphone to deliver sound stimulation and a transmucosal/transcutaneous electrical stimulator to deliver electrical stimulation. | Ear, tongue, skin etc. | N | N | Ineligible
EN | EN | QXG | Cooperative Powered Surgical Assist Device For Ent Surgery | 2 |  | N | N |  | 874.446 | 1 | A cooperative powered surgical assist device for ear, nose, and throat (ENT) surgery is a device that facilitates ENT surgical procedures, including instrument placement. The device works in conjunction with the surgeon's movements to assist with precise and stable positioning of an instrument while maintaining the surgeon�s direct physical control of the instrument. | A powered device that may contain a motor and other hardware, in addition to software to assist in surgical procedures by holding a manual surgical tool in 3D space and allowing it to be positioned by the surgeon when/where desired. | Holds a manual surgical tool and allows it to be positioned under direct surgeon control. | Ear, Nose and Throat | N | N | Ineligible
EN | EN | QZC | External Mechanical Stimulator For The Relief Of Congestion | 2 |  | N | N |  | 874.601 | 1 | The external mechanical stimulator for the relief of congestion delivers vibrations to the sinus and nasal areas to relieve congestion. | The external mechanical stimulator consists of a transducer that delivers vibrations. | The external mechanical stimulator delivers resonant vibration through transducers | Sinus and nasal areas of the face. | N | N | Ineligible
EN | EN | SBS | Laryngeal Injection Set With Led Light | 1 |  | N | N |  | 874.442 | 4 | A light guided laryngeal injection set is an ear, nose, and throat manual surgical instrument and is one of a variety of devices intended for use in surgical procedures to examine or treat the bronchus, esophagus, trachea, larynx, pharynx, nasal and paranasal sinus, or ear. This generic type of device includes the esophageal dilator; tracheal bistour (a long, narrow surgical knife); tracheal dilator; tracheal hook; laryngeal injection set; laryngeal knife; laryngeal saw; laryngeal trocar; laryngectomy tube; adenoid curette; adenotome; metal tongue depressor; mouth gag; oral screw; salpingeal curette; tonsillectome; tonsil guillotine; tonsil screw; tonsil snare; tonsil suction tube; tonsil suturing hook; antom reforator; ethmoid curette; frontal sinus-rasp; nasal curette; nasal rasp; nasal rongeur; nasal saw; nasal scissors; nasal snare; sinus irrigator; sinus trephine; ear curette; ear excavator; ear rasp; ear scissor, ear snare; ear spoon; ear suction tube; malleous ripper; mastoid gauge; microsurgical ear chisel; myringotomy tube inserter; ossici holding clamp; sacculotomy tack inserter; vein press; wire ear loop; microrule; mirror; mobilizer; ear, nose, and throat punch; ear, nose and throat knife; and ear, nose, and throat trocar | Laryngeal injection set with light guide consists of a light-guided needle used for injection laryngoplasty and a light generator delivers the light energy to the needle tip by generating LED light from an AC-powered light source. The light transmitted from the LED generator is emitted from the tip of fiber optics embedded within the needle tip . Laryngeal injection set with light guide is used for injection laryngoplasty procedures to indicate the injection site with visible light. This system does not contain or deliver drugs. | Laryngeal injection set with light guide consists of a light-guided needle used for injection laryngoplasty and a light generator delivers the light energy to the needle tip by generating LED light from an AC-powered light source. The light transmitted from the LED generator is emitted from the tip of fiber optics embedded within the needle tip . Laryngeal injection set with light guide is used for injection laryngoplasty procedures to indicate the injection site with visible light. This system does not contain or deliver drugs. | Laryngeal injection set with light guide is used for injection laryngoplasty to address glottic incompetence to indicate the injection site with visible light | N | N | Ineligible
EN | EN | SCR | Air-Conduction Hearing Aid Software | 2 |  | N | N |  | 874.3335 | 1 | Air-conduction hearing aid software is a device that is intended to be used with a compatible wearable hardware platform to compensate for impaired hearing. The software also allows for customization to the user's hearing needs. Devices in this classification are also subject to the requirements in � 800.30 or � 801.422 of this chapter, as applicable. This classification does not include software that is used with hardware as part of a hearing-aid device system classified in other regulations, e.g., � 874.3300, � 874.3305, or � 874.3325. | N/A - device is software. The compatible hardware platform(s) is/are physical, but considered separate non-medical product(s). | Medical device software that enables a compatible wearable hardware platform to function (together) as a hearing aid. This software may consist of multiple software / firmware modules for multiple hardware platforms, such as for a headworn product (like "smart earbuds") along with a mobile device ("smartphone") product. | Air-conduction hearing-aid software, when used with compatible hardware platform, provides amplified sound to the ear. | N | N | Ineligible
EN | HO | NUP | Cream, Nasal, Topical, Mechanical Allergen Particle Barrier | 2 |  | N | N |  | 880.5045 | 1 | THE DEVICE IS INTENDED TO PROMOTE ALLEVIATION OF MILD ALLERGIC SYMPTOMS TRIGGERED BY THE INHALATION OF VARIOUS ALLERGENS. |  |  |  | N | N | Eligible
EN | HO | OGQ | Ear Irrigation Kit | 1 |  | N | N |  | 880.696 | 7 | This product code has been established in accordance with the may 20, 1997, guidance entitled, convenience kits interim regulatory guidance, found at www.Fda.Gov/cdrh/ode/convkit.Html. This type of convenience kit, as listed in the guidance above, is under enforcement discretion, and does not require a premarket notification (510(k)) to market if it meets all criteria in the guidance | This product code has been established in accordance with the May 20, 1997, Guidance entitled, Convenience Kits Interim Regulatory Guidance, found at www.fda.gov/cdrh/ode/convkit.html. This type of convenience kit, as listed in the guidance above, is under enforcement discretion, and does not require a premarket notification (510(k)) to market if it meets all criteria in the guidance. | This product code has been established in accordance with the May 20, 1997, Guidance entitled, Convenience Kits Interim Regulatory Guidance, found at www.fda.gov/cdrh/ode/convkit.html. This type of convenience kit, as listed in the guidance above, is under enforcement discretion, and does not require a premarket notification (510(k)) to market if it meets all criteria in the guidance. | This product code has been established in accordance with the May 20, 1997, Guidance entitled, Convenience Kits Interim Regulatory Guidance, found at www.fda.gov/cdrh/ode/convkit.html. This type of convenience kit, as listed in the guidance above, is under enforcement discretion, and does not require a premarket notification (510(k)) to market if it meets all criteria in the guidance. | N | N | Eligible
EN | NE | PGW | Ear, Nose, And Throat Stereotaxic Instrument | 2 |  | N | N |  | 882.456 | 1 | Intended as an aid for precisely locating a surgical instrument within anatomical structures in either open or percutaneous procedures for any medical condition in which a reference to a rigid anatomical structure in the field of ENT surgery can be identified relative to a CT- or MR-based model or digitized landmarks of the anatomy. | Navigation computing platform with navigation software, providing interfaces for screen and input devices including a navigation sensor, a navigation instrument and a patient reference localizer. | The device measures the position of the surgical instrument and the position of the patient using a position measurement sensor. | Ear, nose and throat | N | N | Eligible
EN | NE | QLV | Field Generator Positioning Device | 1 |  | N | N |  | 882.4565 | 4 | An accessory or a group of accessories that operate independently or adapt existing medical equipment, such as a procedure chair or surgical bed, to manually position the Field Generator of a Navigation System in proximity to a patient. | Mounting arms, holders, stands, and clamps that fix a Field Generator in a desired position | Non-electrical, multi-joint mechanical arms intended for holding existing medical equipment by using a mechanical interface | Body | N | N | Ineligible
EN | RA | LWI | Ultrasound, Sinus | 2 |  | N | N |  | 892.156 | 1 |  |  |  |  | N | N | Eligible
EN | RA | PSV | Ultrasound Bronchoscope | 2 |  | N | N |  | 892.155 | 1 | An ultrasound bronchoscope is indicated for the ultrasonic visualization, diagnosis and therapeutic access to the bronchial tree or the lungs. If the device is reusable, validated reprocessing instructions and reprocessing validation data for this device type must be included in a 510(k) submission (82 FR 26807, available at https://www.gpo.gov/fdsys/pkg/FR-2017-06-09/pdf/2017-12007.pdf). | ultrasound bronchoscope | An ultrasound bronchoscope has a built-in ultrasound transducer (probe) at the distal end. When used with an ultrasound processor the ultrasound bronchoscope produces ultrasound wave and scans the signals reflected by tissues to generate the ultrasound image. | bronchial tree and lungs | N | N | Ineligible
EN | RA | QJG | Device System, Imaging, Tympanic Membrane And Middle Ear | 2 |  | N | N |  | 892.156 | 1 | Is intended for use as an imaging tool for visualization of the human tympanic membrane and middle ear space. | This device includes an optical coherence tomography (OCT) broadband light source, OCT optical module, software, imaging acquisition system, imaging handheld probe, and monitor. | This device uses video otoscopy and optical coherence tomography to visualize the tympanic membrane and middle ear space. | Outer and Middle Ear | N | N | Ineligible
EN | RA | QQE | Image Management Software For Planning Of Otologic And Neurotologic Procedures | 2 |  | N | N |  | 892.205 | 1 | Display, segmentation, and transfer of medical image data from medical imaging systems for planning of otological and neurotological procedures. | software | Anatomical reconstruction of the target area and geometric measurements of relevant anatomy | temporal bone, outer ear, middle ear, inner ear, facial nerve | N | N | Ineligible
EN | SU | OLL | Septal Stapler/Absorbable Staples | 2 |  | N | N |  | 878.475 | 1 | To approximate soft tissues by means of absorbable staples delivered via a pre-loaded stapler delivery system for use during nasal septal surgery, with or without cartilage reinserted. To connect internal nasal tissues to aid healing during nasal septum reconstruction. | Resorbable polymer (e.g., poly(L-lactide-co-glycolide) with a size of approximately 5 mm X 2.5 mm X 0.5 mm thick. | Resorbable fixation devices are delivered via a pre-loaded manual surgical stapler delivery system. | Nasal septum. | Y | N | Eligible
EN |  | EPG | Stimulator, Transdermal | 3 |  | N | N |  |  | 2 |  |  |  |  | N | N | Eligible
EN |  | ESI | Polymer, Natural-Absorbable Gelatin Material | 3 |  | N | N |  |  | 2 |  |  |  |  | N | N | Eligible
EN |  | EWD | Protector, Hearing (Insert) |  | 1 | N | N |  |  | 7 |  |  |  |  | N | N | Eligible
EN |  | EWE | Protector, Hearing (Circumaural) |  | 1 | N | N |  |  | 7 |  |  |  |  | N | N | Eligible
EN |  | LEZ | Aids, Speech Training For The Hearing Impaired (Ac-Powered And Patient-Contact) |  | 1 | N | N |  |  | 7 |  |  |  |  | N | N | Eligible
EN |  | LFA | Aids, Speech Training For The Hearing Impaired (Battery-Operated Or Non-Patient) |  | 1 | N | N |  |  | 7 |  |  |  |  | N | N | Eligible
EN |  | LFB | Button, Nasal Septal |  | 1 | N | N |  |  | 1 |  |  |  |  | Y | N | Eligible
EN |  | LRA | Hearing Aid, Tactile |  | 1 | N | N |  |  | 1 |  |  |  |  | N | N | Eligible
EN |  | LXV | Apparatus, Vestibular Analysis |  | 1 | N | N |  |  | 1 |  |  |  |  | N | N | Eligible
EN |  | MCM | Implant, Cochlear | 3 |  | N | N |  |  | 2 |  |  |  |  | Y | N | Ineligible
EN |  | MHE | Implant, Auditory Brainstem | 3 |  | N | N |  |  | 2 |  |  |  |  | Y | N | Eligible
EN |  | MJV | Device, Inflation, Middle Ear |  | 1 | N | N |  |  | 1 |  |  |  |  | N | N | Eligible
EN |  | MPV | Implant, Hearing, Active, Middle Ear, Partially Implanted | 3 |  | N | N |  |  | 2 |  |  |  |  | Y | N | Eligible
EN |  | MRK | System, Imaging, Fluorescence | 3 |  | N | N |  |  | 2 |  |  |  |  | N | N | Eligible
EN |  | OAA | Aid, Visual, For Nausea |  | 6 | N | N |  |  | 7 | To relieve the symptoms associated with motion sickness. | camera, monitor, transparency | A camera and monitor or transparency are configured in such a manner so that the motion in the image as perceived by the passenger when the vehicle moves matches the motion felt by that passenger. | auditory vestibule | N | N | Eligible
EN |  | OAF | Implant, Hearing, Active, Middle Ear, Totally Implanted | 3 |  | N | N |  |  | 2 | Intended to provide useful hearing to persons with sensorineural hearing loss. Indicated for adults with mild to severe sensorineural hearing loss who have a speech discrimination score greater than or equal to 60%. | All components: microphone, sensor, electronics, audio processor, battery and driver are hermetically sealed inside the housing and implanted. Programming accessories are separate. | surgically implanted | Mastoid bone | Y | N | Eligible
EN |  | OAQ | Electronic Media, Hyperacusis |  | 6 | N | N |  |  | 7 | To improve sound tolerances. | compact disc | Compact disc containing broadband pink noise. | brain | N | N | Eligible
EN |  | OWO | Drug-Eluting Sinus Stent | 3 |  | N | N |  |  | 2 | Mechanically maintain patency following ethmoid sinus surgery. By also eluting drugs, reduce the need for post-operative intervention such as surgical adhesion lysis and/or use of oral steroids. | Resorbable polymer coated in drug | Delivered through the nostril. | Sinus | Y | N | Eligible
EN |  | PGQ | Cochlear Implant With Combined Electrical Stimulation And Acoustic Amplification | 3 |  | N | N |  |  | 2 | Intended to provide electric stimulation to the mid to high frequency region of the cochlea and acoustic amplification to the low frequency regions, for patients with residual low frequency hearing sensitivity. | external sound processor, implant (w/ receiver/stimulator and electrode array), programming software, accessories | provide electric stimulation to the mid- to high frequency region of the cochlea via implant and acoustic amplification to the low frequency regions via an external component | Head: Ear and Cochlea | Y | N | Ineligible
EN |  | QJA | Tympanostomy Tube Delivery Product With Drug | 3 |  | N | N |  |  | 2 | Intended to place a tympanostomy tube across the tympanic membrane under local anesthesia. | This product is comprised of a tympanostomy tube, tympanostomy tube delivery system, anesthesia drug, and an iontophoretic local anesthesia delivery system. This product includes a mechanical device that rapidly creates a myringotomy and places the tympanostomy tube across the tympanic membrane after the anesthetic drug numbs the tympanic membrane. | A local anesthetic system delivers anesthetic drug and electric current to provide sufficient anesthesia to place a tympanostomy tube. A tympanostomy tube delivery device is then used to rapidly place the tympanostomy tube across the tympanic membrane. | Tympanic membrane | Y | N | Ineligible
EN |  | QOO | Ventilator Tubing And Accessories |  | 11 | N | N |  |  | 8 | Accessories used with non-continuous ventilators (may include Ventilator Tubing Connector, Elbow Connector for Mask, Breathing Attachment devices) for use during declared public health emergency. | n/a | n/a | n/a | N | N | Ineligible
EN |  | QOP | Respiratory Humidifier For Emergency Use |  | 11 | N | N |  |  | 8 | Intended to add moisture to, and sometimes to warm, the breathing gases for administration to a patient. Cascade, gas, heated, and prefilled humidifiers are included in this generic type of device for use during declared public health emergency. | n/a | n/a | n/a | N | N | Ineligible
EN |  | QOS | Continuous Ventilator |  | 11 | N | N |  |  | 8 | Intended to provide continuous ventilatory support for use during declared public health emergency. May be used in hospital or facility settings. | n/a | n/a | n/a | N | N | Ineligible
EN |  | QOV | Critical Care Ventilator |  | 11 | N | N |  |  | 8 | A continuous ventilator (respirator) is a device intended to mechanically control or assist patient breathing by delivering a predetermined percentage of oxygen in the breathing gas during emergency and/or transfer use. Device is intended to be used temporarily and/or in emergency situations during declared public health emergency. | n/a | n/a | n/a | N | N | Ineligible
EN |  | QOX | Multi-Patient Circuit Connector |  | 11 | N | N |  |  | 8 | Accessory to single patient ventilator to allow multi-patient ventilation during declared public health emergency | n/a | n/a | n/a | N | N | Ineligible
GU | CV | MNW | Analyzer, Body Composition | 2 |  | N | N |  | 870.277 | 1 |  |  |  |  | N | N | Eligible
GU | CV | OBH | Monitor, Extracellular Fluid, Lymphedema, Extremity | 2 |  | N | N |  | 870.277 | 1 | Measure impedances in affected and unaffected but opposite extremity to periodically monitor the level of extracellular fluid or the differences in bioimpedance between opposing extremities for patients who have been previously diagnosed with unilateral lymphedema (that is, in one affected extremity) | Electronic black box/monitor with keypad or other interface and display having the ability to connect to four electrodes and computer | Applies a small alternating current of one or more frequencies through electrodes attached to particular locations on the skin surface of the subject's body and then measures/calculates level of bioimpedance indicated by living tissue over the area assessed | The arms and/or legs of the subject | N | N | Eligible
GU | CV | OMV | Ultrasonic Body Composition Analyzer | 2 |  | N | Y |  | 870.277 | 1 | Intended to measure thickness of a distinctive tissue layer. Indicated to Calculate the local thickness of a type of tissue [fat, muscle, bone, etc.] at a single location, or at various locations on the body and via algorithms, estimate the amount of local tissue or total body tissue, respectively. | Hand-held cylindrical (or other shaped) electro/mechanical software-controlled device made of plastic and/or metal components and crystalline transducers. | Sends ultrasonic radiation produced by a piezoelectric crystal transmitter/transducer through body tissue at the site chosen and measures the speed of reflection at a piezoelectric receiver/transducer. | Any external location on the skin or designated locations on the arm, leg, abdomen, chest, etc. that are required to validate the body composition algorithm used. | N | N | Eligible
GU | CV | PUH | Analyzer, Body Composition, Exempt | 2 |  | N | N |  | 870.277 | 4 | This product code is the class II exempt counterpart of MNW, and was exempted, subject to the limitations of exemption, under the procedures established by the 21st Century Cures Act. This device type does not require premarket notification (510(k)) to market if it does not exceed the general limitations of exemption found in 21 CFR 870.9 and the specific limitations of exemption as stated in the �Physical State� field of this product code description. | Exemption is limited to body composition analyzers which are not intended to diagnose or treat any medical condition. | This product code is the class II exempt counterpart of MNW, and was exempted, subject to the limitations of exemption, under the procedures established by the 21st Century Cures Act. This device type does not require premarket notification (510(k)) to market if it does not exceed the general limitations of exemption found in 21 CFR 870.9 and the specific limitations of exemption as stated in the �Physical State� field of this product code description. | This product code is the class II exempt counterpart of MNW, and was exempted, subject to the limitations of exemption, under the procedures established by the 21st Century Cures Act. This device type does not require premarket notification (510(k)) to market if it does not exceed the general limitations of exemption found in 21 CFR 870.9 and the specific limitations of exemption as stated in the �Physical State� field of this product code description. | N | N | Ineligible
GU | CV | QJB | Adjunct Monitor, Protein Calorie Malnutrition | 2 |  | N | N |  | 870.277 | 1 | Device applies an alternating current of one specified frequency or more through skin-surface electrodes to estimate one or more the body composition parameters. | Electronic black box/monitor with keypad or other interface and display having the ability to connect to four electrodes and computer. | Applying a small electrical alternating current of one or more frequencies to living tissue, the device measures current (I), voltage (V) and phase angle (Phi) response, and from these values, calculates resistance (R), reactance (Xc), and impedance (Z), which are used to further calculate estimated body composition parameters via empirical algorithms. | Although the device is connected at different locations of the subject�s skin such as the palms of each hand and the soles of each foot, the signal is distributed through the entire body. | N | N | Ineligible
GU | GU | BSS | Tube, Nasogastric | 2 |  | N | Y |  | 876.598 | 1 |  |  |  |  | N | N | Eligible
GU | GU | EXA | Selector, Size, Ostomy | 1 |  | N | N |  | 876.59 | 4 |  |  |  |  | N | N | Eligible
GU | GU | EXB | Collector, Ostomy | 1 |  | N | N |  | 876.59 | 4 |  |  |  |  | N | N | Eligible
GU | GU | EXD | Irrigator, Ostomy | 2 |  | N | N |  | 876.5895 | 4 |  |  |  |  | N | N | Eligible
GU | GU | EXE | Protector, Ostomy | 1 |  | N | N |  | 876.59 | 4 |  |  |  |  | N | N | Eligible
GU | GU | EXF | Bag, Bile Collecting | 2 |  | N | N |  | 876.501 | 4 |  |  |  |  | N | N | Eligible
GU | GU | EXG | Bag, Urine Collecting, Ureterostomy | 1 |  | N | N |  | 876.59 | 4 |  |  |  |  | N | N | Eligible
GU | GU | EXH | Bag, Urinary, Ileostomy | 1 |  | N | N |  | 876.59 | 4 |  |  |  |  | N | N | Eligible
GU | GU | EXI | Device, Paste-On For Incontinence, Sterile | 1 |  | N | N |  | 876.525 | 4 |  |  |  |  | N | N | Eligible
GU | GU | EXJ | Device, Incontinence, Urosheath Type, Sterile | 1 |  | N | N |  | 876.525 | 4 |  |  |  |  | N | N | Eligible
GU | GU | EXN | Support, Hernia | 1 |  | Y | N |  | 876.597 | 4 |  |  |  |  | N | N | Eligible
GU | GU | EXQ | Cystometer, Electrical Recording | 2 |  | N | N |  | 876.162 | 4 |  |  |  |  | N | N | Eligible
GU | GU | EXR | Urinometer, Mechanical | 2 |  | N | N |  | 876.18 | 4 |  |  |  |  | N | N | Eligible
GU | GU | EXS | Urinometer, Electrical | 2 |  | N | N |  | 876.18 | 4 |  |  |  |  | N | N | Eligible
GU | GU | EXW | Pill, Radio | 2 |  | N | N |  | 876.1725 | 1 |  |  |  |  | N | N | Eligible
GU | GU | EXX | Probe, Rectal, Non-Powered | 1 |  | N | N |  | 876.473 | 4 |  |  |  |  | N | N | Eligible
GU | GU | EXY | Uroflowmeter | 2 |  | N | N |  | 876.18 | 4 |  |  |  |  | N | N | Eligible
GU | GU | EXZ | Equipment, Photographic, For Physiologic Function Monitor | 1 |  | N | N |  | 876.15 | 4 |  |  |  |  | N | N | Eligible
GU | GU | EYA | Stylet, Ureteral | 1 |  | N | N |  | 876.513 | 4 |  |  |  |  | N | N | Eligible
GU | GU | EYB | Catheter, Ureteral, Gastro-Urology | 2 |  | N | Y |  | 876.513 | 1 |  |  |  |  | N | N | Eligible
GU | GU | EYC | Catheter, Upper Urinary Tract | 2 |  | N | Y |  | 876.513 | 1 |  |  |  |  | N | N | Eligible
GU | GU | EYD | Stirrups | 1 |  | N | N |  | 876.489 | 4 |  |  |  |  | N | N | Eligible
GU | GU | EYH | Table, Cysto, Non-Electrical | 1 |  | N | N |  | 876.489 | 4 |  |  |  |  | N | N | Eligible
GU | GU | EYI | Adaptor, Ureteral Catheter | 1 |  | N | N |  | 876.513 | 4 |  |  |  |  | N | N | Eligible
GU | GU | EYJ | Holder, Ureteral Catheter | 1 |  | N | N |  | 876.513 | 4 |  |  |  |  | N | N | Eligible
GU | GU | EYK | Connector, Ureteral Catheter | 1 |  | N | N |  | 876.513 | 4 |  |  |  |  | N | N | Eligible
GU | GU | EYQ | Garment, Protective, For Incontinence | 1 |  | Y | N |  | 876.592 | 4 |  |  |  |  | N | N | Eligible
GU | GU | EYS | Ribdam | 1 |  | N | N |  | 876.456 | 4 |  |  |  |  | N | N | Eligible
GU | GU | EYT | Sheath, Corrugated Rubber, For Nonindwelling Catheter, Sterile | 1 |  | N | N |  | 876.525 | 4 |  |  |  |  | N | N | Eligible
GU | GU | EYZ | System, Urine Drainage, Closed, For Nonindwelling Catheter, Sterile | 1 |  | N | N |  | 876.525 | 4 |  |  |  |  | N | N | Eligible
GU | GU | EZB | Stylet For Catheter, Gastro-Urology | 1 |  | N | N |  | 876.513 | 4 |  |  |  |  | N | N | Eligible
GU | GU | EZC | Catheter, Coude | 2 |  | N | Y |  | 876.513 | 1 |  |  |  |  | N | N | Eligible
GU | GU | EZD | Catheter, Straight | 2 |  | N | Y |  | 876.513 | 1 |  |  |  |  | N | N | Eligible
GU | GU | EZK | Catheter, Retention Type | 2 |  | N | Y |  | 876.598 | 1 |  |  |  |  | N | N | Eligible
GU | GU | EZL | Catheter, Retention Type, Balloon | 2 |  | N | Y |  | 876.513 | 1 |  |  |  |  | N | N | Eligible
GU | GU | EZM | Dilator, Esophageal (Metal Olive) Gastro-Urology | 2 |  | N | N |  | 876.5365 | 4 |  |  |  |  | N | N | Eligible
GU | GU | EZN | Dilator, Catheter, Ureteral | 2 |  | N | Y |  | 876.547 | 1 |  |  |  |  | N | N | Eligible
GU | GU | EZO | Urethrotome | 2 |  | N | N |  | 876.477 | 4 |  |  |  |  | N | N | Eligible
GU | GU | EZP | Rod, Colostomy | 2 |  | N | N |  | 876.427 | 4 |  |  |  |  | N | N | Eligible
GU | GU | EZQ | Pouch, Colostomy | 1 |  | N | N |  | 876.59 | 4 |  |  |  |  | N | N | Eligible
GU | GU | EZR | Cement, Stomal Appliance, Ostomy | 1 |  | N | N |  | 876.59 | 4 |  |  |  |  | N | N | Eligible
GU | GU | EZS | Appliance, Colostomy, Disposable | 1 |  | N | N |  | 876.59 | 4 |  |  |  |  | N | N | Eligible
GU | GU | EZT | Pacemaker, Bladder | 3 |  | N | N |  | 876.527 | 2 | Call for PMAs 12/26/96 (61 FR 50707 (9/27/96)) |  |  |  | Y | N | Eligible
GU | GU | EZW | Stimulator, Electrical, Implantable, For Incontinence | 3 |  | N | N |  | 876.527 | 2 | PMAs to be filed by 12/26/96 (61 FR 50707 (9/27/96)) |  |  |  | Y | N | Eligible
GU | GU | EZY | Device, Incontinence, Mechanical/Hydraulic | 3 |  | N | N |  | 876.528 | 2 | PMA to be filed by 12/26/00 (65 FR 57731 (9/26/00)) |  |  |  | Y | N | Eligible
GU | GU | FAD | Stent, Ureteral | 2 |  | N | Y |  | 876.462 | 1 |  |  |  |  | Y | N | Ineligible
GU | GU | FAE | Prosthesis, Penile | 2 |  | N | N |  | 876.363 | 1 |  |  |  |  | Y | N | Eligible
GU | GU | FAF | Prosthesis, Testicular | 3 |  | N | N |  | 876.375 | 2 | Call for PMAs on 7/5/95 per 60 FR 17216 on 4/5/95 |  |  |  | Y | N | Eligible
GU | GU | FAH | Dilator, Urethral, Mechanical | 2 |  | N | Y |  | 876.552 | 1 |  |  |  |  | N | N | Eligible
GU | GU | FAJ | Cystoscope And Accessories, Flexible/Rigid | 2 |  | N | N |  | 876.15 | 1 | To examine and perform procedures within the urinary tract. For reusable, flexible endoscopes in this product code, validated reprocessing instructions and reprocessing validation data must be included in a 510(k) submission (82 FR 26807, available at https://www.gpo.gov/fdsys/pkg/FR-2017-06-09/pdf/2017-12007.pdf). | endoscope, accessories associated with cystoscope | Intrument guided through urethra for visualization and to perform various procedures. | bladder, urethra, kidneys | N | N | Ineligible
GU | GU | FAK | Panendoscope (Gastroduodenoscope) | 2 |  | N | N |  | 876.15 | 1 | If the device is reusable, validated reprocessing instructions and reprocessing validation data for this device type must be included in a 510(k) submission (82 FR 26807, available at https://www.gpo.gov/fdsys/pkg/FR-2017-06-09/pdf/2017-12007.pdf). |  |  |  | N | N | Ineligible
GU | GU | FAL | Panendoscope (Urethroscope) | 2 |  | N | N |  | 876.15 | 1 |  |  |  |  | N | N | Ineligible
GU | GU | FAM | Sigmoidoscope And Accessories, Flexible/Rigid | 2 |  | N | N |  | 876.15 | 1 | to examine and perform procedures within the sigmoid (descending) colon | endoscope, accessories associated with sigmoidoscope | instrument guided through rectum into the large intestine | sigmoid (descending) colon | N | N | Eligible
GU | GU | FAN | Sigmoidoscope, Rigid, Electrical | 2 |  | N | N |  | 876.15 | 1 |  |  |  |  | N | N | Eligible
GU | GU | FAP | Cystometric Gas (Carbon-Dioxide) On Hydraulic Device | 2 |  | N | N |  | 876.162 | 4 |  |  |  |  | N | N | Eligible
GU | GU | FAQ | Bag, Urine Collection, Leg, For External Use, Sterile | 1 |  | N | N |  | 876.525 | 4 |  |  |  |  | N | N | Eligible
GU | GU | FAR | Unit, Electrosurgical | 2 |  | N | N |  | 876.43 | 1 |  |  |  |  | N | N | Eligible
GU | GU | FAS | Electrode, Electrosurgical, Active, Urological | 2 |  | N | Y |  | 876.43 | 1 |  |  |  |  | N | N | Eligible
GU | GU | FAT | Bougie, Esophageal, And Gastrointestinal, Gastro-Urology | 2 |  | N | N |  | 876.5365 | 4 |  |  |  |  | N | N | Eligible
GU | GU | FAX | Bougie, Urological | 1 |  | N | N |  | 876.552 | 4 |  |  |  |  | N | N | Eligible
GU | GU | FBI | Rongeur, Cystoscopic | 2 |  | N | N |  | 876.15 | 1 |  |  |  |  | N | N | Eligible
GU | GU | FBJ | Cord, Electric For Transurethral Surgical Instrument | 2 |  | N | N |  | 876.43 | 1 |  |  |  |  | N | N | Eligible
GU | GU | FBK | Endoscopic Injection Needle, Gastroenterology-Urology | 2 |  | N | Y |  | 876.15 | 1 | inserted through endoscope for injection of a solution, gas, or implantable materials into gi or gu tissue. | needle and accessories to needle. does not include pneumoperitoneum needles | instrument guided through endoscope to puncture desired tissue | gi and gu tissues | N | N | Eligible
GU | GU | FBM | Cannula And Trocar, Suprapubic, Non-Disposable | 1 |  | N | N |  | 876.509 | 4 |  |  |  |  | N | N | Eligible
GU | GU | FBN | Choledochoscope And Accessories, Flexible/Rigid | 2 |  | N | N |  | 876.15 | 1 | to examine and perform procedures within the bile ducts. For reusable, flexible endoscopes in this product code, validated reprocessing instructions and reprocessing validation data must be included in a 510(k) submission (82 FR 26807, available at https://www.gpo.gov/fdsys/pkg/FR-2017-06-09/pdf/2017-12007.pdf). | endoscope, accessories associated with choledochoscope | instrument guided laparoscopically or through the esophagus into the biliary tree | bile ducts | N | N | Ineligible
GU | GU | FBO | Cystourethroscope | 2 |  | N | N |  | 876.15 | 1 |  |  |  |  | N | N | Ineligible
GU | GU | FBP | Telescope, Rigid, Endoscopic | 2 |  | N | N |  | 876.15 | 1 |  |  |  |  | N | N | Ineligible
GU | GU | FBR | Urethrometer | 1 |  | N | N |  | 876.552 | 4 |  |  |  |  | N | N | Eligible
GU | GU | FBS | Sound, Metal, Interconnected | 1 |  | N | N |  | 876.459 | 4 |  |  |  |  | N | N | Eligible
GU | GU | FBW | Filiform And Filiform Follower | 1 |  | N | N |  | 876.552 | 4 |  |  |  |  | N | N | Eligible
GU | GU | FBX | Sound, Urethral, Metal Or Plastic | 1 |  | N | N |  | 876.552 | 4 |  |  |  |  | N | N | Eligible
GU | GU | FCB | Bag, Hemostatic | 2 |  | N | Y |  | 876.598 | 1 |  |  |  |  | N | N | Eligible
GU | GU | FCC | Endoscopic Magnetic Retriever | 2 |  | N | N |  | 876.15 | 1 | to endoscopically retrieve magnetic foreign objects | magnetic retriever | place through endoscope to attract, capture, and remove magnet foreign bodies | magnetic foreign bodies in gi and gu tract | N | N | Eligible
GU | GU | FCE | Enema Kit | 1 |  | Y | N |  | 876.521 | 4 | This product code has been established in accordance with the may 20, 1997, guidance entitled, convenience kits interim regulatory guidance, found at www.fda.gov/cdrh/ode/convkit.html.This type of convenience kit, as listed in the guidance above, is under enforcement discretion, and does not require a premarket notification (510(k)) to market if it meets all criteria in the guidance. | This product code has been established in accordance with the may 20, 1997, guidance entitled, convenience kits interim regulatory guidance, found at www.fda.gov/cdrh/ode/convkit.html.This type of convenience kit, as listed in the guidance above, is under enforcement discretion, and does not require a premarket notification (510(k)) to market if it meets all criteria in the guidance. | This product code has been established in accordance with the may 20, 1997, guidance entitled, convenience kits interim regulatory guidance, found at www.fda.gov/cdrh/ode/convkit.html.This type of convenience kit, as listed in the guidance above, is under enforcement discretion, and does not require a premarket notification (510(k)) to market if it meets all criteria in the guidance. | This product code has been established in accordance with the may 20, 1997, guidance entitled, convenience kits interim regulatory guidance, found at www.fda.gov/cdrh/ode/convkit.html.This type of convenience kit, as listed in the guidance above, is under enforcement discretion, and does not require a premarket notification (510(k)) to market if it meets all criteria in the guidance. | N | N | Eligible
GU | GU | FCF | Instrument, Biopsy, Mechanical, Gastrointestinal | 2 |  | N | Y |  | 876.1075 | 1 |  |  |  |  | N | N | Eligible
GU | GU | FCG | Biopsy Needle | 2 |  | N | Y |  | 876.1075 | 1 |  |  |  |  | N | N | Eligible
GU | GU | FCH | Tray, Biopsy, Without Biopsy Instruments | 1 |  | N | N |  | 876.473 | 4 |  |  |  |  | N | N | Eligible
GU | GU | FCI | Punch, Biopsy | 2 |  | N | Y |  | 876.1075 | 1 |  |  |  |  | N | N | Eligible
GU | GU | FCK | Instrument, Biopsy, Suction | 2 |  | N | Y |  | 876.1075 | 1 |  |  |  |  | N | N | Eligible
GU | GU | FCL | Forceps, Biopsy, Non-Electric | 1 |  | N | N |  | 876.1075 | 4 |  |  |  |  | N | N | Eligible
GU | GU | FCM | Tray, Catheterization, Sterile Urethral, With Or Without Catheter (Kit) | 2 |  | N | Y |  | 876.513 | 1 |  |  |  |  | N | N | Eligible
GU | GU | FCN | Urinary Drainage Collection Kit, For Indwelling Catheter | 2 |  | N | N |  | 876.525 | 4 |  |  |  |  | N | N | Eligible
GU | GU | FCO | Box, Battery, Rechargeable | 1 |  | N | N |  | 876.15 | 4 |  |  |  |  | N | N | Eligible
GU | GU | FCP | Box, Battery, Pocket | 1 |  | N | N |  | 876.15 | 4 |  |  |  |  | N | N | Eligible
GU | GU | FCQ | Light Source, Incandescent, Diagnostic | 2 |  | N | N |  | 876.15 | 4 |  |  |  |  | N | N | Eligible
GU | GU | FCR | Light Source, Photographic, Fiberoptic | 2 |  | N | N |  | 876.15 | 4 |  |  |  |  | N | N | Eligible
GU | GU | FCS | Light, Catheter, Fiberoptic, Glass, Ureteral | 2 |  | N | N |  | 876.402 | 4 |  |  |  |  | N | N | Eligible
GU | GU | FCW | Light Source, Fiberoptic, Routine | 2 |  | N | N |  | 876.15 | 4 |  |  |  |  | N | N | Eligible
GU | GU | FCX | Insufflator, Automatic Carbon-Dioxide For Endoscope | 2 |  | N | Y |  | 876.15 | 1 |  |  |  |  | N | N | Eligible
GU | GU | FCY | Bulb, Inflation, For Endoscope | 1 |  | N | N |  | 876.15 | 4 | An endoscope bulb pressurizes the interior of an endoscope. The user identifies the presence of leaks in the endoscope by immersing in water and visually observing for bubbles. |  | The user may select and maintain the pressure, or the device may control and maintain the selected pressure. | Flexible endoscopes | N | N | Eligible
GU | GU | FCZ | Tube, Smoke Removal, Endoscopic | 1 |  | N | N |  | 876.15 | 4 |  |  |  |  | N | N | Eligible
GU | GU | FDA | Enteroscope And Accessories | 2 |  | N | N |  | 876.15 | 1 | To provide visualization and perform various procedures within the small intestine. For reusable, flexible endoscopes in this product code, validated reprocessing instructions and reprocessing validation data must be included in a 510(k) submission (82 FR 26807, available at https://www.gpo.gov/fdsys/pkg/FR-2017-06-09/pdf/2017-12007.pdf). | enteroscope and related accessories, may include balloon, mini-scope | inserted through mouth or laparoscopically | small intestine | N | N | Ineligible
GU | GU | FDB | Plate, Patient | 2 |  | N | N |  | 876.43 | 1 |  |  |  |  | N | N | Eligible
GU | GU | FDC | Resectoscope, Working Element | 2 |  | N | N |  | 876.15 | 1 |  |  |  |  | N | N | Ineligible
GU | GU | FDE | Laparoscopy Kit | 2 |  | N | N |  | 876.15 | 7 | This product code has been established in accordance with the May 20, 1997, Guidance entitled, Convenience Kits Interim Regulatory Guidance, found at www.fda.gov/cdrh/ode/convkit.html. This type of convenience kit, as listed in the guidance above, is under enforcement discretion, and does not require a premarket notification (510(k)) to market if it meets all criteria in the guidance. | This product code has been established in accordance with the May 20, 1997, Guidance entitled, Convenience Kits Interim Regulatory Guidance, found at www.fda.gov/cdrh/ode/convkit.html. This type of convenience kit, as listed in the guidance above, is under enforcement discretion, and does not require a premarket notification (510(k)) to market if it meets all criteria in the guidance. | This product code has been established in accordance with the May 20, 1997, Guidance entitled, Convenience Kits Interim Regulatory Guidance, found at www.fda.gov/cdrh/ode/convkit.html. This type of convenience kit, as listed in the guidance above, is under enforcement discretion, and does not require a premarket notification (510(k)) to market if it meets all criteria in the guidance. | This product code has been established in accordance with the May 20, 1997, Guidance entitled, Convenience Kits Interim Regulatory Guidance, found at www.fda.gov/cdrh/ode/convkit.html. This type of convenience kit, as listed in the guidance above, is under enforcement discretion, and does not require a premarket notification (510(k)) to market if it meets all criteria in the guidance. | N | N | Eligible
GU | GU | FDF | Colonoscope And Accessories, Flexible/Rigid | 2 |  | N | N |  | 876.15 | 1 | To examine or perform procedures in the colon or rectum For reusable, flexible endoscopes in this product code, validated reprocessing instructions and reprocessing validation data must be included in a 510(k) submission (82 FR 26807, available at https://www.gpo.gov/fdsys/pkg/FR-2017-06-09/pdf/2017-12007.pdf). | endoscope, accessories associated with colonoscope | Inserted into anus | colon or rectum | N | N | Ineligible
GU | GU | FDG | Retractor, Fiberoptic | 1 |  | N | N |  | 876.453 | 4 |  |  |  |  | N | N | Eligible
GU | GU | FDI | Snare, Flexible | 2 |  | N | Y |  | 876.43 | 1 |  |  |  |  | N | N | Eligible
GU | GU | FDJ | Snare, Rigid Self-Opening | 2 |  | N | N |  | 876.43 | 1 |  |  |  |  | N | N | Eligible
GU | GU | FDL | Wristlet, Patient Return | 2 |  | N | N |  | 876.43 | 1 |  |  |  |  | N | N | Eligible
GU | GU | FDR | Sphyncteroscope | 2 |  | N | N |  | 876.15 | 1 |  |  |  |  | N | N | Eligible
GU | GU | FDS | Gastroscope And Accessories, Flexible/Rigid | 2 |  | N | N |  | 876.15 | 1 | To examine or perform procedures in the stomach. For reusable, flexible endoscopes in this product code, validated reprocessing instructions and reprocessing validation data must be included in a 510(k) submission (82 FR 26807, available at https://www.gpo.gov/fdsys/pkg/FR-2017-06-09/pdf/2017-12007.pdf). | endoscope, accessories associated with gastroscope | Inserted orally into the stomach | stomach | N | N | Ineligible
GU | GU | FDT | Duodenoscope And Accessories, Flexible/Rigid | 2 |  | N | N |  | 876.15 | 1 | To examine the duodenum and to perform various procedures within the duodenum. If the device is reusable, validated reprocessing instructions and reprocessing validation data for this device type must be included in a 510(k) submission (82 FR 26807, available at https://www.gpo.gov/fdsys/pkg/FR-2017-06-09/pdf/2017-12007.pdf). | endoscope, accessories associated with duodenoscope | Inserted orally into duodenum | duodenum, esophagus | N | N | Ineligible
GU | GU | FDW | Esophagoscope, Rigid, Gastro-Urology | 2 |  | N | N |  | 876.15 | 1 | If the device is reusable, validated reprocessing instructions and reprocessing validation data for this device type must be included in a 510(k) submission (82 FR 26807, available at https://www.gpo.gov/fdsys/pkg/FR-2017-06-09/pdf/2017-12007.pdf). |  |  |  | N | N | Ineligible
GU | GU | FDX | Endoscopic Cytology Brush | 2 |  | N | Y |  | 876.15 | 1 | To collect cells for cytological evaluation. | brush and shaft | Brush goes through endoscope to desired location and rotates to remove and collect cells. | various tissues in gi and gu tract | N | N | Eligible
GU | GU | FDY | Device, Measuring, For Panendoscope | 1 |  | N | N |  | 876.15 | 4 |  |  |  |  | N | N | Eligible
GU | GU | FDZ | Attachment, Eyepiece, For Insertion Of Prescription Lens | 1 |  | N | N |  | 876.15 | 4 |  |  |  |  | N | N | Eligible
GU | GU | FEA | Attachment, Teaching, For Endoscope | 1 |  | N | N |  | 876.15 | 4 |  |  |  |  | N | N | Eligible
GU | GU | FEC | Obturator, For Endoscope | 2 |  | N | N |  | 876.15 | 1 |  |  |  |  | N | N | Eligible
GU | GU | FED | Endoscopic Access Overtube, Gastroenterology-Urology | 2 |  | N | N |  | 876.15 | 1 | To facilitate passage and aid advancement of endoscopes into the body, especially in cases of repeated intubation. | overtube | Endoscope inserted and advanced through center of device | various openings in gi and gu tract | N | N | Eligible
GU | GU | FEF | Tube, Single Lumen, With Mercury Wt Balloon For Intestinal Intubation And / Or Decompression | 2 |  | N | Y |  | 876.598 | 1 |  |  |  |  | N | N | Eligible
GU | GU | FEG | Tube, Double Lumen For Intestinal Decompression And/Or Intubation | 2 |  | N | Y |  | 876.598 | 1 |  |  |  |  | N | N | Eligible
GU | GU | FEH | Electrode, Flexible Suction Coagulator | 2 |  | N | Y |  | 876.43 | 1 |  |  |  |  | N | N | Eligible
GU | GU | FEI | Instrument, Special Lens, For Endoscope | 1 |  | N | N |  | 876.15 | 4 |  |  |  |  | N | N | Eligible
GU | GU | FEJ | Attachment, Binocular, For Endoscope | 1 |  | N | N |  | 876.15 | 4 |  |  |  |  | N | N | Eligible
GU | GU | FEM | Accessories, Photographic, For Endoscope (Exclude Light Sources) | 1 |  | N | N |  | 876.15 | 4 |  |  |  |  | N | N | Eligible
GU | GU | FEN | Device, Cystometric, Hydraulic | 2 |  | N | N |  | 876.162 | 4 |  |  |  |  | N | N | Eligible
GU | GU | FEO | Lithotriptor, Ultrasonic | 2 |  | N | Y |  | 876.448 | 1 |  |  |  |  | N | N | Eligible
GU | GU | FEQ | Pump, Air, Non-Manual, For Endoscope | 2 |  | N | N |  | 876.15 | 1 |  |  |  |  | N | N | Eligible
GU | GU | FER | Anoscope And Accessories | 2 |  | N | N |  | 876.15 | 1 | To examine and perform procedures within the anus and rectum. | endoscope, accessories associated with anoscope such as mini-scope | Instrument inserted through anus into rectum | anus and rectum | N | N | Eligible
GU | GU | FES | Recorder, External, Pressure, Amplifier & Transducer | 2 |  | N | Y |  | 876.1725 | 1 |  |  |  |  | N | N | Eligible
GU | GU | FET | Endoscopic Video Imaging System/Component, Gastroenterology-Urology | 2 |  | N | N |  | 876.15 | 1 | To allow for visualization of body cavities through an endoscope by projecting images to a monitor. | May include: ccd camera, monitor, other software or hardware associated with video equiptment, and components from other regulations, such as a pump. | Inserted through endoscope. | various body cavities, hollow organs, and canals in gi and gu tract. | N | N | Eligible
GU | GU | FEW | Catheter, Malecot | 2 |  | N | Y |  | 876.509 | 1 |  |  |  |  | N | N | Eligible
GU | GU | FEX | Instrument, Catheter, Punch | 1 |  | N | N |  | 876.509 | 4 |  |  |  |  | N | N | Eligible
GU | GU | FEZ | Catheter And Tube, Suprapubic | 2 |  | N | N |  | 876.509 | 1 |  |  |  |  | Y | N | Eligible
GU | GU | FFA | Tube, Drainage, Suprapubic | 2 |  | N | Y |  | 876.509 | 1 |  |  |  |  | N | N | Eligible
GU | GU | FFD | Evacuator, Bladder, Manually Operated | 1 |  | N | N |  | 876.437 | 4 |  |  |  |  | N | N | Eligible
GU | GU | FFE | System, Water Jet Catheter, Renal | 2 |  | N | N |  | 876.465 | 4 |  |  |  |  | N | N | Eligible
GU | GU | FFF | Cover, Biopsy Forceps | 1 |  | N | N |  | 876.1075 | 4 |  |  |  |  | N | N | Eligible
GU | GU | FFG | Device, Urine Flow Rate Measuring, Non-Electrical, Disposable | 2 |  | N | N |  | 876.18 | 4 |  |  |  |  | N | N | Eligible
GU | GU | FFH | Collector, Urine, Pediatric, For Indwelling Catheter | 2 |  | N | N |  | 876.525 | 4 |  |  |  |  | N | N | Eligible
GU | GU | FFI | System, Alarm, Electrosurgical | 2 |  | N | Y |  | 876.43 | 1 |  |  |  |  | N | N | Eligible
GU | GU | FFK | Lithotriptor, Electro-Hydraulic | 2 |  | N | Y |  | 876.448 | 1 |  |  |  |  | N | N | Eligible
GU | GU | FFL | Dislodger, Stone, Basket, Ureteral, Metal | 2 |  | N | N |  | 876.468 | 4 |  |  |  |  | N | N | Eligible
GU | GU | FFN | Clamp, Non-Electrical | 1 |  | N | N |  | 876.473 | 4 |  |  |  |  | N | N | Eligible
GU | GU | FFO | Retractor, Self-Retaining | 1 |  | N | N |  | 876.473 | 4 |  |  |  |  | N | N | Eligible
GU | GU | FFP | Dilator, Rectal | 1 |  | N | N |  | 876.545 | 4 |  |  |  |  | N | N | Eligible
GU | GU | FFQ | Speculum, Rectal | 1 |  | N | N |  | 876.473 | 4 |  |  |  |  | N | N | Eligible
GU | GU | FFR | Device, Locking, For Intestinal Clamp | 1 |  | N | N |  | 876.473 | 4 |  |  |  |  | N | N | Eligible
GU | GU | FFS | Image, Illumination, Fiberoptic, For Endoscope | 2 |  | N | Y |  | 876.15 | 1 |  |  |  |  | N | N | Eligible
GU | GU | FFT | Electrode, Ph, Stomach | 1 |  | N | N |  | 876.14 | 4 |  |  |  |  | N | N | Ineligible
GU | GU | FFW | String And Tubes, Gastrointestinal, To Locate Internal Bleeding | 2 |  | N | Y |  | 876.598 | 1 |  |  |  |  | N | N | Eligible
GU | GU | FFX | System, Gastrointestinal Motility (Electrical) | 2 |  | N | Y |  | 876.1725 | 1 |  |  |  |  | N | N | Eligible
GU | GU | FFY | Adaptor, Bulbs, Miscellaneous, For Endoscope | 1 |  | N | N |  | 876.15 | 4 |  |  |  |  | N | N | Eligible
GU | GU | FFZ | Cord, Electric, For Endoscope | 2 |  | N | N |  | 876.15 | 1 |  |  |  |  | N | N | Eligible
GU | GU | FGA | Kit, Nephroscope | 2 |  | N | N |  | 876.15 | 1 |  |  |  |  | N | N | Ineligible
GU | GU | FGB | Ureteroscope And Accessories, Flexible/Rigid | 2 |  | N | N |  | 876.15 | 1 | To perform various diagnostic and therapeutic procedures within the urinary tract. For reusable, flexible endoscopes in this product code, validated reprocessing instructions and reprocessing validation data must be included in a 510(k) submission (82 FR 26807, available at https://www.gpo.gov/fdsys/pkg/FR-2017-06-09/pdf/2017-12007.pdf). | endoscope, associated accessories | Inserted into blood urinary tract through urethra | urinary tract | N | N | Ineligible
GU | GU | FGC | Urethroscope | 2 |  | N | N |  | 876.15 | 1 |  |  |  |  | N | N | Ineligible
GU | GU | FGD | Catheter, Retention, Barium Enema With Bag | 2 |  | N | N |  | 876.598 | 4 |  |  |  |  | N | N | Eligible
GU | GU | FGE | Stents, Drains And Dilators For The Biliary Ducts | 2 |  | N | N |  | 876.501 | 1 |  |  |  |  | Y | Y | Ineligible
GU | GU | FGF | Catheter, Ureteral Disposable (X-Ray) | 2 |  | N | Y |  | 876.513 | 1 |  |  |  |  | N | N | Eligible
GU | GU | FGH | Catheter, Double Lumen Female Urethrographic | 2 |  | N | Y |  | 876.513 | 1 |  |  |  |  | N | N | Eligible
GU | GU | FGI | Catheter, Urethrographic, Male | 2 |  | N | Y |  | 876.513 | 1 |  |  |  |  | N | N | Eligible
GU | GU | FGK | Tripsor, Stone, Bladder | 2 |  | N | Y |  | 876.45 | 1 |  |  |  |  | N | N | Eligible
GU | GU | FGM | Probe And Director, Gastro-Urology | 1 |  | N | N |  | 876.473 | 4 |  |  |  |  | N | N | Eligible
GU | GU | FGN | Retractor, Non-Self-Retaining | 1 |  | N | N |  | 876.473 | 4 |  |  |  |  | N | N | Eligible
GU | GU | FGO | Dislodger, Stone, Flexible | 2 |  | N | N |  | 876.468 | 4 |  |  |  |  | N | N | Eligible
GU | GU | FGS | Carrier, Sponge, Endoscopic | 2 |  | N | N |  | 876.15 | 4 |  |  |  |  | N | N | Eligible
GU | GU | FGW | Clamp, Electrical | 2 |  | N | N |  | 876.43 | 1 |  |  |  |  | N | N | Eligible
GU | GU | FGX | Snare, Non-Electrical | 1 |  | N | N |  | 876.473 | 4 |  |  |  |  | N | N | Eligible
GU | GU | FHA | Clamp, Penile | 1 |  | N | N |  | 876.516 | 4 |  |  |  |  | N | N | Eligible
GU | GU | FHB | Hook, Gastro-Urology | 1 |  | N | N |  | 876.473 | 4 |  |  |  |  | N | N | Eligible
GU | GU | FHC | Adaptor To The Cord, For Transurethral Surgical Instrument | 2 |  | N | N |  | 876.43 | 1 |  |  |  |  | N | N | Eligible
GU | GU | FHF | System, Evacuator, Fluid | 2 |  | N | N |  | 876.437 | 4 |  |  |  |  | N | N | Eligible
GU | GU | FHH | Crusher, Spur, Colostomy | 1 |  | N | N |  | 876.473 | 4 |  |  |  |  | N | N | Eligible
GU | GU | FHI | Ring, Laparotomy | 1 |  | N | N |  | 876.473 | 4 |  |  |  |  | N | N | Eligible
GU | GU | FHK | Spreader, Bladder Neck | 1 |  | N | N |  | 876.473 | 4 |  |  |  |  | N | N | Eligible
GU | GU | FHL | Scoop | 1 |  | N | N |  | 876.473 | 4 |  |  |  |  | N | N | Eligible
GU | GU | FHN | Ligator, Hemorrhoidal | 2 |  | N | N |  | 876.44 | 4 |  |  |  |  | N | N | Eligible
GU | GU | FHO | Pneumoperitoneum Needle | 2 |  | N | Y |  | 876.15 | 1 | For establishment of a pneumoperitoneum in abdomen. | May include: needle, stylet, housing handle. | Instrument inserted into abdomen and gasses or fluids are passed into needle to inflate the abdominal cavity. | abdominal cavity | N | N | Eligible
GU | GU | FHP | Needle, Pneumoperitoneum, Simple | 2 |  | N | Y |  | 876.15 | 1 |  |  |  |  | N | N | Eligible
GU | GU | FHQ | Holder, Needle, Gastroenterologic | 1 |  | N | N |  | 876.473 | 4 |  |  |  |  | N | N | Eligible
GU | GU | FHS | Dialyzer, Single Coil | 2 |  | N | N |  | 876.582 | 1 |  |  |  |  | N | Y | Ineligible
GU | GU | FHT | Set, Gavage, Infant, Sterile | 2 |  | N | Y |  | 876.598 | 1 |  |  |  |  | N | N | Eligible
GU | GU | FHW | Device, Impotence, Mechanical/Hydraulic | 3 |  | N | N |  | 876.335 | 2 | PMAs to be filed by 7/11/00 (65 FR 19658 (4/12/00)) |  |  |  | Y | N | Ineligible
GU | GU | FHX | Jelly, Lubricating, For Transurethral Surgical Instrument | 2 |  | N | Y |  | 876.15 | 1 |  |  |  |  | N | N | Eligible
GU | GU | FHY | Jelly, Contact, For Transurethral Surgical Instrument | 2 |  | N | Y |  | 876.43 | 1 |  |  |  |  | N | N | Eligible
GU | GU | FHZ | Desiccator, Transurethral | 2 |  | N | N |  | 876.43 | 1 |  |  |  |  | N | N | Eligible
GU | GU | FIA | Chair, Dialysis, Unpowered, Without Scales | 1 |  | N | N |  | 876.582 | 4 |  |  |  |  | N | N | Eligible
GU | GU | FIB | Protector, Transducer, Dialysis | 2 |  | N | N |  | 876.582 | 1 |  |  |  |  | N | Y | Eligible
GU | GU | FID | Tubing, Dialysate | 2 |  | N | N |  | 876.582 | 1 |  |  |  |  | N | Y | Ineligible
GU | GU | FIE | Needle, Fistula | 2 |  | N | N |  | 876.554 | 1 |  |  |  |  | N | N | Ineligible
GU | GU | FIF | Set, Dialysis, Single Needle With Uni-Directional Pump | 2 |  | N | N |  | 876.582 | 1 |  |  |  |  | N | Y | Eligible
GU | GU | FIG | Clamp, Tubing, Blood, Automatic | 2 |  | N | N |  | 876.582 | 1 |  |  |  |  | N | Y | Ineligible
GU | GU | FIH | Pump, Infusion Or Syringe, Extra-Luminal | 2 |  | N | N |  | 876.582 | 1 |  |  |  |  | N | Y | Eligible
GU | GU | FII | System, Dialysate Delivery, Sealed | 2 |  | N | N |  | 876.586 | 1 |  |  |  |  | N | Y | Ineligible
GU | GU | FIJ | System, Dialysate Delivery, Recirculating, Single Pass | 2 |  | N | N |  | 876.582 | 1 |  |  |  |  | N | Y | Ineligible
GU | GU | FIK | System, Dialysate Delivery, Recirculating | 2 |  | N | N |  | 876.582 | 1 |  |  |  |  | N | Y | Ineligible
GU | GU | FIL | System, Dialysate Delivery, Single Pass | 2 |  | N | N |  | 876.582 | 1 |  |  |  |  | N | Y | Ineligible
GU | GU | FIN | Tank, Holding, Dialysis | 2 |  | N | Y |  | 876.582 | 1 |  |  |  |  | N | N | Ineligible
GU | GU | FIP | Subsystem, Water Purification | 2 |  | N | Y |  | 876.5665 | 1 |  |  |  |  | N | N | Ineligible
GU | GU | FIQ | Cannula, A-V Shunt | 2 |  | N | N |  | 876.554 | 1 |  |  |  |  | Y | N | Eligible
GU | GU | FIR | Pump, Blood, Extra-Luminal | 2 |  | N | N |  | 876.582 | 1 |  |  |  |  | N | Y | Eligible
GU | GU | FIS | Flowmeter, Dialysate | 2 |  | N | N |  | 876.582 | 1 |  |  |  |  | N | Y | Eligible
GU | GU | FIW | Alarm, Pillow Pressure | 2 |  | N | N |  | 876.582 | 1 |  |  |  |  | N | Y | Eligible
GU | GU | FIZ | Meter, Conductivity, Non-Remote | 2 |  | N | N |  | 876.582 | 1 |  |  |  |  | N | Y | Eligible
GU | GU | FJA | Manometer, Water | 2 |  | N | Y |  | 876.582 | 1 |  |  |  |  | N | N | Eligible
GU | GU | FJB | Detector, Dialysate Level | 2 |  | N | N |  | 876.582 | 1 |  |  |  |  | N | Y | Eligible
GU | GU | FJC | Detector, Blood Level | 2 |  | N | N |  | 876.582 | 1 |  |  |  |  | N | Y | Eligible
GU | GU | FJD | Detector, Leak, Blood | 2 |  | N | N |  | 876.582 | 1 |  |  |  |  | N | Y | Ineligible
GU | GU | FJF | Detector, Air Bubble | 2 |  | N | N |  | 876.582 | 1 |  |  |  |  | N | Y | Ineligible
GU | GU | FJG | Dialyzer, Parallel Flow | 2 |  | N | N |  | 876.582 | 1 |  |  |  |  | N | Y | Ineligible
GU | GU | FJH | Dialyzer, Disposable | 2 |  | N | N |  | 876.583 | 1 |  |  |  |  | N | Y | Ineligible
GU | GU | FJI | Dialyzer, Capillary, Hollow Fiber | 2 |  | N | N |  | 876.582 | 1 |  |  |  |  | N | Y | Ineligible
GU | GU | FJJ | Dialyzer, Twin Coil | 2 |  | N | N |  | 876.582 | 1 |  |  |  |  | N | Y | Ineligible
GU | GU | FJK | Set, Tubing, Blood, With And Without Anti-Regurgitation Valve | 2 |  | N | N |  | 876.582 | 1 |  |  |  |  | N | Y | Ineligible
GU | GU | FJL | Resectoscope | 2 |  | N | N |  | 876.15 | 1 |  |  |  |  | N | N | Ineligible
GU | GU | FJM | Guard, Shunt | 2 |  | N | N |  | 876.554 | 1 |  |  |  |  | N | N | Eligible
GU | GU | FJN | Stabilizer, Shunt | 2 |  | N | N |  | 876.554 | 1 |  |  |  |  | N | N | Eligible
GU | GU | FJO | Plier, Tube | 1 |  | N | Y |  | 876.554 | 1 |  |  |  |  | N | N | Eligible
GU | GU | FJP | Adaptor, Y | 2 |  | N | Y |  | 876.582 | 1 |  |  |  |  | N | N | Eligible
GU | GU | FJQ | Connector, Shunt | 1 |  | N | N |  | 876.554 | 1 |  |  |  |  | N | N | Eligible
GU | GU | FJR | Forceps, Disconnect | 1 |  | N | N |  | 876.554 | 4 |  |  |  |  | N | N | Eligible
GU | GU | FJS | Catheter, Peritoneal, Long-Term Indwelling | 2 |  | N | N |  | 876.563 | 1 |  |  |  |  | Y | N | Ineligible
GU | GU | FJT | Intracatheter, Dialysis | 2 |  | N | N |  | 876.582 | 1 |  |  |  |  | N | Y | Eligible
GU | GU | FJW | Ring, Joint | 1 |  | N | N |  | 876.554 | 4 |  |  |  |  | N | N | Eligible
GU | GU | FJX | Ring, Crimp | 1 |  | N | N |  | 876.554 | 4 |  |  |  |  | N | N | Eligible
GU | GU | FJY | Plier, Crimp | 1 |  | N | N |  | 876.554 | 4 |  |  |  |  | N | N | Eligible
GU | GU | FJZ | Declotting Tray, Kit (Including Contents) | 2 |  | N | Y |  | 876.582 | 1 |  |  |  |  | N | N | Eligible
GU | GU | FKA | Dilator, Vessel | 2 |  | N | Y |  | 876.554 | 1 |  |  |  |  | N | N | Eligible
GU | GU | FKB | Connector, Blood Tubing, Infusion T | 2 |  | N | N |  | 876.582 | 1 |  |  |  |  | N | Y | Ineligible
GU | GU | FKC | Clamp, Cannula | 1 |  | N | N |  | 876.554 | 4 |  |  |  |  | Y | N | Eligible
GU | GU | FKD | Canister, Coil | 2 |  | N | N |  | 876.582 | 1 |  |  |  |  | N | Y | Eligible
GU | GU | FKE | Tie, Dialysis | 1 |  | N | N |  | 876.582 | 4 |  |  |  |  | N | N | Eligible
GU | GU | FKF | Gun, Tie, Dialysis | 1 |  | N | N |  | 876.582 | 4 |  |  |  |  | N | N | Eligible
GU | GU | FKG | Tray, Start/Stop (Including Contents), Dialysis | 1 |  | N | N |  | 876.582 | 4 |  |  |  |  | N | N | Eligible
GU | GU | FKH | Solution-Test Standard-Conductivity, Dialysis | 2 |  | N | Y |  | 876.582 | 1 |  |  |  |  | N | N | Eligible
GU | GU | FKI | Set, Dialyzer Holder | 2 |  | N | N |  | 876.582 | 4 |  |  |  |  | N | N | Eligible
GU | GU | FKJ | Filter, Blood, Dialysis | 2 |  | N | N |  | 876.582 | 1 |  |  |  |  | N | Y | Eligible
GU | GU | FKK | Clamp, Line | 1 |  | N | N |  | 876.473 | 4 |  |  |  |  | N | N | Eligible
GU | GU | FKL | Insert, Pump, Blood | 2 |  | N | N |  | 876.582 | 1 |  |  |  |  | N | Y | Eligible
GU | GU | FKM | Adaptor, Fistula | 2 |  | N | Y |  | 876.582 | 1 |  |  |  |  | N | N | Eligible
GU | GU | FKN | Adaptor, Shunt | 2 |  | N | N |  | 876.554 | 1 |  |  |  |  | Y | N | Eligible
GU | GU | FKO | Catheter, Peritoneal Dialysis, Single Use | 2 |  | N | N |  | 876.563 | 1 |  |  |  |  | N | Y | Ineligible
GU | GU | FKP | System, Dialysate Delivery, Single Patient | 2 |  | N | N |  | 876.582 | 1 |  |  |  |  | N | Y | Ineligible
GU | GU | FKQ | System, Dialysate Delivery, Central Multiple Patient | 2 |  | N | N |  | 876.582 | 1 |  |  |  |  | N | Y | Ineligible
GU | GU | FKR | Subsystem, Proportioning | 2 |  | N | N |  | 876.582 | 1 |  |  |  |  | N | Y | Ineligible
GU | GU | FKT | System, Dialysate Delivery, Sorbent Regenerated | 2 |  | N | N |  | 876.56 | 1 |  |  |  |  | N | Y | Ineligible
GU | GU | FKW | Tip, Vessel | 2 |  | N | N |  | 876.554 | 1 |  |  |  |  | Y | N | Eligible
GU | GU | FKX | System, Peritoneal, Automatic Delivery | 2 |  | N | N |  | 876.563 | 1 |  |  |  |  | N | Y | Ineligible
GU | GU | FKY | Connector, Tubing, Dialysate | 2 |  | N | N |  | 876.582 | 1 |  |  |  |  | N | Y | Eligible
GU | GU | FLA | Monitor, Temperature, Dialysis | 2 |  | N | N |  | 876.582 | 1 |  |  |  |  | N | Y | Ineligible
GU | GU | FLB | Meter, Conductivity, Induction, Remote Type | 2 |  | N | Y |  | 876.582 | 1 |  |  |  |  | N | N | Ineligible
GU | GU | FLC | Station, Dialysis Control, Negative Pressure Type | 2 |  | N | N |  | 876.582 | 1 |  |  |  |  | N | Y | Eligible
GU | GU | FLD | Apparatus, Hemoperfusion, Sorbent | 2 |  | N | N |  | 876.587 | 1 |  |  |  |  | N | N | Ineligible
GU | GU | FOC | Bag, Urine Collection, Newborn | 2 |  | N | N |  | 876.525 | 4 |  |  |  |  | N | N | Eligible
GU | GU | FON | Bag, Drainage, With Adhesive, Ostomy | 1 |  | N | N |  | 876.59 | 4 |  |  |  |  | N | N | Eligible
GU | GU | FPD | Tube, Feeding | 2 |  | N | N |  | 876.598 | 1 |  |  |  |  | N | N | Eligible
GU | GU | FRQ | Tube, Levine | 2 |  | N | Y |  | 876.598 | 1 |  |  |  |  | N | N | Eligible
GU | GU | FTI | Lamp, Endoscope, Incandescent | 2 |  | N | Y |  | 876.15 | 1 |  |  |  |  | N | N | Eligible
GU | GU | FTJ | Colonoscope, General & Plastic Surgery | 2 |  | N | N |  | 876.15 | 1 |  |  |  |  | N | N | Eligible
GU | GU | FTO | Prosthesis, Testicle | 3 |  | N | N |  | 876.375 | 2 | Call for PMAs on 7/5/95 per 60 FR 17216 on 4/5/95 |  |  |  | Y | N | Eligible
GU | GU | FTQ | Prosthesis, Penis, Rigid Rod | 2 |  | N | N |  | 876.363 | 1 |  |  |  |  | Y | N | Eligible
GU | GU | GBL | Catheter, Ureteral, General & Plastic Surgery |  | 3 | N | Y |  | 876.513 | 3 |  |  |  |  | N | N | Eligible
GU | GU | GBM | Catheter, Urethral | 2 |  | N | Y |  | 876.513 | 1 |  |  |  |  | N | N | Eligible
GU | GU | GBT | Catheter, Rectal | 2 |  | N | Y |  | 876.598 | 1 |  |  |  |  | N | N | Eligible
GU | GU | GCA | Biliary Catheter For Stone Removal That May Also Allow For Irrigation And Contrast Injection | 2 |  | N | Y |  | 876.501 | 1 |  |  |  |  | N | N | Eligible
GU | GU | GCF | Proctoscope | 2 |  | N | N |  | 876.15 | 1 |  |  |  |  | N | N | Eligible
GU | GU | GCK | Gastroscope, General & Plastic Surgery | 2 |  | N | N |  | 876.15 | 1 |  |  |  |  | N | N | Eligible
GU | GU | GCL | Esophagoscope, General & Plastic Surgery | 2 |  | N | N |  | 876.15 | 1 | If the device is reusable, validated reprocessing instructions and reprocessing validation data for this device type must be included in a 510(k) submission (82 FR 26807, available at https://www.gpo.gov/fdsys/pkg/FR-2017-06-09/pdf/2017-12007.pdf). |  |  |  | N | N | Ineligible
GU | GU | GCM | Endoscope, Rigid | 2 |  | N | N |  | 876.15 | 1 |  |  |  |  | N | N | Ineligible
GU | GU | GCN | Endoscope, Prism | 2 |  | N | N |  | 876.15 | 1 |  |  |  |  | N | N | Eligible
GU | GU | GCO | Endoscope, Mirror | 2 |  | N | N |  | 876.15 | 1 |  |  |  |  | N | N | Eligible
GU | GU | GCP | Endoscope, Ac-Powered And Accessories | 2 |  | N | N |  | 876.15 | 1 |  |  |  |  | N | N | Eligible
GU | GU | GCQ | Endoscope, Flexible | 2 |  | N | N |  | 876.15 | 1 |  |  |  |  | N | N | Eligible
GU | GU | GCS | Endoscope, Battery-Powered And Accessories | 2 |  | N | N |  | 876.15 | 1 |  |  |  |  | N | N | Eligible
GU | GU | GCT | Light Source, Endoscope, Xenon Arc | 2 |  | N | N |  | 876.15 | 4 |  |  |  |  | N | N | Eligible
GU | GU | GCW | Transformer, Endoscope | 2 |  | N | N |  | 876.15 | 4 |  |  |  |  | N | N | Eligible
GU | GU | GDB | Endoscope, Fiber Optic | 2 |  | N | N |  | 876.15 | 1 |  |  |  |  | N | N | Ineligible
GU | GU | GDS | Bag, Stomal | 1 |  | N | N |  | 876.59 | 4 |  |  |  |  | N | N | Eligible
GU | GU | JCW | Prosthesis, Penis, Inflatable | 3 |  | N | N |  | 876.335 | 2 | PMAs to be filed by 7/11/00 (65 FR 19658 (4/12/00)) |  |  |  | Y | N | Ineligible
GU | GU | KDH | Catheter (Gastric, Colonic, Etc.), Irrigation And Aspiration | 2 |  | N | Y |  | 876.598 | 1 |  |  |  |  | N | N | Eligible
GU | GU | KDI | Dialyzer, High Permeability With Or Without Sealed Dialysate System | 2 |  | N | N |  | 876.586 | 1 |  |  |  |  | N | Y | Ineligible
GU | GU | KDJ | Set, Administration, For Peritoneal Dialysis, Disposable | 2 |  | N | N |  | 876.563 | 1 |  |  |  |  | N | Y | Ineligible
GU | GU | KDK | Container, Transport, Kidney | 2 |  | N | Y |  | 876.588 | 1 |  |  |  |  | N | N | Ineligible
GU | GU | KDL | Set, Perfusion, Kidney, Disposable | 2 |  | N | N |  | 876.588 | 1 |  |  |  |  | N | N | Ineligible
GU | GU | KDM | Sigmoidoscope, Rigid, Non-Electrical | 2 |  | N | N |  | 876.15 | 1 |  |  |  |  | N | N | Eligible
GU | GU | KDN | System, Perfusion, Kidney | 2 |  | N | Y |  | 876.588 | 1 |  |  |  |  | N | N | Ineligible
GU | GU | KDO | Rongeur, Cystoscopic, Hot | 2 |  | N | N |  | 876.15 | 1 |  |  |  |  | N | N | Eligible
GU | GU | KGC | Tube, Gastro-Enterostomy | 2 |  | N | Y |  | 876.598 | 1 |  |  |  |  | N | N | Eligible
GU | GU | KGD | Scissors For Cystoscope | 2 |  | N | N |  | 876.15 | 1 |  |  |  |  | N | N | Ineligible
GU | GU | KGE | Forceps, Biopsy, Electric | 2 |  | N | Y |  | 876.43 | 1 |  |  |  |  | N | N | Eligible
GU | GU | KLA | Monitor, Esophageal Motility, Anorectal Motility, And Tube | 2 |  | N | Y |  | 876.1725 | 1 |  |  |  |  | N | N | Eligible
GU | GU | KNQ | Dilator, Esophageal | 2 |  | N | N |  | 876.5365 | 4 |  |  |  |  | N | N | Eligible
GU | GU | KNR | Adapter, A-V Shunt Or Fistula | 2 |  | N | N |  | 876.554 | 1 |  |  |  |  | Y | N | Eligible
GU | GU | KNS | Unit, Electrosurgical, Endoscopic (With Or Without Accessories) | 2 |  | N | Y |  | 876.43 | 1 |  |  |  |  | N | N | Eligible
GU | GU | KNT | Tubes, Gastrointestinal (And Accessories) | 2 |  | N | N |  | 876.598 | 1 |  |  |  |  | N | N | Ineligible
GU | GU | KNX | Collector, Urine, (And Accessories) For Indwelling Catheter | 2 |  | N | N |  | 876.525 | 4 |  |  |  |  | N | N | Eligible
GU | GU | KNY | Accessories, Catheter, G-U | 2 |  | N | Y |  | 876.513 | 1 |  |  |  |  | N | N | Eligible
GU | GU | KNZ | Accessories, A-V Shunt | 2 |  | N | N |  | 876.554 | 1 |  |  |  |  | Y | N | Eligible
GU | GU | KOA | Surgical Instruments, G-U, Manual (And Accessories) | 1 |  | N | N |  | 876.473 | 4 |  |  |  |  | N | N | Eligible
GU | GU | KOB | Catheter, Suprapubic (And Accessories) | 2 |  | N | N |  | 876.509 | 1 |  |  |  |  | Y | N | Eligible
GU | GU | KOC | Accessories, Blood Circuit, Hemodialysis | 2 |  | N | N |  | 876.582 | 1 |  |  |  |  | N | Y | Ineligible
GU | GU | KOD | Catheter, Urological | 2 |  | N | Y |  | 876.513 | 1 |  |  |  |  | N | N | Eligible
GU | GU | KOE | Dilator, Urethral | 2 |  | N | N |  | 876.552 | 4 |  |  |  |  | N | N | Eligible
GU | GU | KPF | System, Dialysate Delivery, Semi-Automatic, Peritoneal | 2 |  | N | N |  | 876.563 | 1 |  |  |  |  | N | Y | Ineligible
GU | GU | KPH | Catheter, Rectal For Continent Ileostomy | 1 |  | N | N |  | 876.503 | 4 |  |  |  |  | N | N | Eligible
GU | GU | KPI | Stimulator, Electrical, Non-Implantable, For Incontinence | 2 |  | N | Y |  | 876.532 | 1 |  |  |  |  | N | N | Eligible
GU | GU | KPL | Colonic Irrigation System | 2 |  | N | N |  | 876.522 | 1 |  |  |  |  | N | N | Eligible
GU | GU | KPM | Shunt, Peritoneal | 2 |  | N | N |  | 876.5955 | 1 |  |  |  |  | Y | N | Ineligible
GU | GU | KPN | Alarm, Conditioned Response Enuresis | 2 |  | N | N |  | 876.204 | 4 |  |  |  |  | N | N | Ineligible
GU | GU | KPO | Dialysate Concentrate For Hemodialysis (Liquid Or Powder) | 2 |  | N | N |  | 876.582 | 1 |  |  |  |  | N | Y | Ineligible
GU | GU | KPP | Peritoneal Dialysate Filter | 2 |  | N | N |  | 876.563 | 1 |  |  |  |  | N | Y | Eligible
GU | GU | KQQ | Tubing, Dialysate (And Connector) | 2 |  | N | N |  | 876.582 | 1 |  |  |  |  | N | Y | Eligible
GU | GU | KQR | Detector, Air Or Foam | 2 |  | N | N |  | 876.582 | 1 |  |  |  |  | N | Y | Eligible
GU | GU | KQS | Table, Cystometric, Non-Electric And Accessories | 1 |  | N | N |  | 876.489 | 4 |  |  |  |  | N | N | Eligible
GU | GU | KQT | Evacuator, Gastro-Urology | 2 |  | N | N |  | 876.437 | 4 |  |  |  |  | N | N | Eligible
GU | GU | KXM | System Accessories, Extracorporeal | 2 |  | N | N |  | 876.582 | 1 |  |  |  |  | N | Y | Eligible
GU | GU | LBW | Set, Dialysis, Single Needle (Co-Axial Flow) | 2 |  | N | N |  | 876.554 | 1 |  |  |  |  | Y | N | Ineligible
GU | GU | LCG | Intestinal Splinting Tubes | 2 |  | N | Y |  | 876.598 | 1 |  |  |  |  | N | N | Eligible
GU | GU | LFJ | Catheter, Subclavian | 2 |  | N | N |  | 876.554 | 1 |  |  |  |  | Y | N | Ineligible
GU | GU | LFK | Catheter, Femoral | 2 |  | N | N |  | 876.554 | 1 |  |  |  |  | Y | Y | Ineligible
GU | GU | LIF | Dialyzer Reprocessing System | 2 |  | N | N |  | 876.582 | 1 |  |  |  |  | N | N | Ineligible
GU | GU | LJH | System, Irrigation, Urological | 2 |  | N | Y |  | 876.513 | 1 |  |  |  |  | N | N | Eligible
GU | GU | LKY | Device, External Penile Rigidity | 2 |  | N | N |  | 876.502 | 4 | Intended to create or maintain sufficient penile rigidity for sexual intercourse. These include vacuum pumps, constriction rings, and penile splints, which are mechanical, powered or pneumatic devices. |  |  |  | N | N | Eligible
GU | GU | LLB | System, Blood, Extracorporeal And Accessories | 2 |  | N | N |  | 876.582 | 1 |  |  |  |  | N | Y | Ineligible
GU | GU | LNS | Lithotriptor, Extracorporeal Shock-Wave, Urological | 2 |  | N | N |  | 876.599 | 1 |  |  |  |  | N | N | Eligible
GU | GU | LQC | Lithotriptor, Biliary Mechanical | 2 |  | N | N |  | 876.45 | 4 |  |  |  |  | N | N | Eligible
GU | GU | LQR | Dislodger, Stone, Biliary | 2 |  | N | Y |  | 876.501 | 1 |  |  |  |  | N | N | Eligible
GU | GU | LRI | Ph Meter For Dialysis Hydrogen Ion Concentration | 2 |  | N | N |  | 876.582 | 1 |  |  |  |  | N | Y | Eligible
GU | GU | MJC | Catheter, Urological (Antimicrobial) And Accessories | 2 |  | N | Y |  | 876.513 | 1 |  |  |  |  | N | N | Ineligible
GU | GU | MLW | Warmer, Peritoneal Dialysate | 2 |  | N | N |  | 876.563 | 1 |  |  |  |  | N | Y | Ineligible
GU | GU | MMZ | Table, Cystometric, Electric | 2 |  | N | N |  | 876.489 | 4 |  |  |  |  | N | N | Eligible
GU | GU | MND | Ligator, Esophageal | 2 |  | N | N |  | 876.44 | 4 |  |  |  |  | N | N | Ineligible
GU | GU | MNG | External Urethral Occluder, Urinary Incontinence-Control, Female | 1 |  | N | N |  | 876.516 | 4 | Intended to prevent or decrease episodes of urine leakage in women with stress incontinence. Occluder is applied to urinary meatus through suction or tape, which creates a barrier for urine leakage. Occluding device such as a cap, suction cup, or foam pad. May include adhesive gel or ointment. | Occluding device such as a cap, suction cup, or foam pad. May include adhesive gel or ointment. | Occluder is applied to urinary meatus through suction or tape, which creates a barrier for urine leakage. | female urinary meatus | N | N | Eligible
GU | GU | MNK | Endoscopic Bite Block | 1 |  | N | N |  | 876.15 | 4 | To prevent patient from biting down in order to protect fragile endoscope equipment, patient's teeth and gums, and endscopist's fingers when inserting endoscope orally. | Bite block | Placed into mouth over teeth. | Mouth | N | N | Eligible
GU | GU | MNL | Accessories, Cleaning Brushes, For Endoscope | 1 |  | N | N |  | 876.15 | 4 |  |  |  |  | N | N | Eligible
GU | GU | MNV | Strip, Dialysate Ph Indicator | 2 |  | N | Y |  | 876.582 | 1 |  |  |  |  | N | N | Ineligible
GU | GU | MON | System, Hemodialysis, Remote Accessories | 1 |  | N | N |  | 876.582 | 4 |  |  |  |  | N | N | Eligible
GU | GU | MPB | Catheter, Hemodialysis, Non-Implanted | 2 |  | N | N |  | 876.554 | 1 |  |  |  |  | N | Y | Ineligible
GU | GU | MQS | System, Hemodialysis, Access Recirculation Monitoring | 2 |  | N | N |  | 876.582 | 1 |  |  |  |  | N | Y | Ineligible
GU | GU | MSB | System And Accessories, Isolated Heart, Transport And Preservation | 2 |  | N | N |  | 876.588 | 1 |  |  |  |  | N | N | Ineligible
GU | GU | MSD | Catheter, Hemodialysis, Implanted | 2 |  | N | N |  | 876.554 | 1 |  |  |  |  | Y | Y | Ineligible
GU | GU | MSE | Hemodialyzer, Re-Use, Low Flux | 2 |  | N | N |  | 876.582 | 1 |  |  |  |  | N | Y | Ineligible
GU | GU | MSF | Hemodialyzer, Re-Use, High Flux | 2 |  | N | N |  | 876.586 | 1 |  |  |  |  | N | Y | Ineligible
GU | GU | MSY | Strip, Test, Reagent, Residuals For Dialysate, Disinfectant | 2 |  | N | N |  | 876.5665 | 1 |  |  |  |  | N | Y | Ineligible
GU | GU | MSZ | Strip, Test, Reagent, Residuals For Dialysate | 2 |  | N | N |  | 876.5665 | 1 |  |  |  |  | N | Y | Ineligible
GU | GU | MYE | System, Electrogastrography (Egg) | 2 |  | N | N |  | 876.1735 | 1 |  |  |  |  | N | N | Eligible
GU | GU | NAM | Stimulator, Peripheral Nerve, Non-Implanted, For Urinary Incontinence | 2 |  | N | N |  | 876.531 | 1 |  |  |  |  | N | N | Eligible
GU | GU | NBG | Marker, Colon | 2 |  | N | N |  | 876.15 | 4 |  |  |  |  | N | N | Eligible
GU | GU | NDS | Media, Culture, Ex Vivo, Tissue And Cell | 2 |  | N | N |  | 876.5885 | 1 |  |  |  |  | N | N | Eligible
GU | GU | NEZ | System, Imaging, Gastrointestinal, Wireless, Capsule | 2 |  | N | N |  | 876.13 | 1 |  |  |  |  | N | N | Eligible
GU | GU | NFK | Kit, Repair, Catheter, Hemodialysis | 2 |  | N | N |  | 876.554 | 1 | Hemodialysis Tray | Hemodialysis Tray | Hemodialysis Tray | Hemodialysis Tray | N | Y | Ineligible
GU | GU | NHV | System, Water Purification, General Medical Use | 2 |  | N | N |  | 876.5665 | 1 | The device is a portable water treatment system which features components and technology similar to water treatment systems previously cleared for hemodialysis. The difference lies with the intended use, as the proposed device is not intended for use in hemodialysis applications, for which a product code currently exists. Instead, the proposed device is intended for use to purify water for general purposes, including washing of surgeons hands, surgical instruments, and wound cleansing. |  |  |  | N | N | Ineligible
GU | GU | NIE | Catheter, Hemodialysis, Triple Lumen, Non-Implanted | 2 |  | N | N |  | 876.554 | 1 | Short-term (< 30 days) central venous access for hemodialysis and apheresis, with a third lumen for infusion. |  |  |  | N | Y | Ineligible
GU | GU | NIF | Catheter, Hemodialysis, Triple Lumen, Implanted | 2 |  | N | N |  | 876.554 | 1 | Long-term (> 30 days) central venous access for hemodialysis, and apheresis, with a third lumen for infusion. |  |  |  | Y | Y | Ineligible
GU | GU | NLM | Laparoscope, General & Plastic Surgery, Reprocessed | 2 |  | N | N |  | 876.15 | 1 | The "Endoscope and accessories, reprocessed" is intended to provide access, illumination, and allow observation or manipulation of body cavities, hollow organs, and canals. This device is indicated for reuse/reprocessing. Reprocessing validation data for this device type must be included in a 510(k) submission. (70 FR 56911, available at https://www.govinfo.gov/content/pkg/FR-2005-09-29/pdf/05-19510.pdf). |  |  |  | N | N | Eligible
GU | GU | NLR | Unit, Electrosurgical, Endoscopic (With Or Without Accessories), Reprocessed | 2 |  | N | N |  | 876.43 | 1 | This device is intended to be used endoscopically to remove tissue and control bleeding by use of high frequency electrical current. This device is indicated for reuse/reprocessing. Reprocessing validation data for this device type must be included in a 510(k) submission. (70 FR 56911, available at https://www.govinfo.gov/content/pkg/FR-2005-09-29/pdf/05-19510.pdf). |  |  |  | N | N | Eligible
GU | GU | NLS | Instrument, Biopsy, Reprocessed | 2 |  | N | Y |  | 876.1075 | 1 | Intended to obtain samples of tissue by cutting and/or other mechanical means. This device is indicated for reuse/reprocessing. Reprocessing validation data for this device type must be included in a 510(k) submission. (70 FR 56911, available at https://www.govinfo.gov/content/pkg/FR-2005-09-29/pdf/05-19510.pdf). |  |  |  | N | N | Eligible
GU | GU | NLT | Snare, Flexible, Reprocessed | 2 |  | N | N |  | 876.43 | 1 | Intended to be used endoscopically to snare tissue in preparation for application of electrosurgical current. This device is indicated for reuse/reprocessing. Reprocessing validation data for this device type must be included in a 510(k) submission. (70 FR 56911, available at https://www.govinfo.gov/content/pkg/FR-2005-09-29/pdf/05-19510.pdf). |  |  |  | N | N | Eligible
GU | GU | NLU | Forceps, Biopsy, Electric, Reprocessed | 2 |  | N | N |  | 876.43 | 1 | The "forceps, biopsy, electric, reprocessed" are intended to be used endoscopically and use electric current to (1) obtain tissue samples for histopathological examination, (2) allow for coagulation so as to prevent bleeding, and (3) destroy the residuum of the lesion being biopsied. This device is indicated for reuse/reprocessing. Reprocessing validation data for this device type must be included in a 510(k) submission. (70 FR 56911, available at https://www.govinfo.gov/content/pkg/FR-2005-09-29/pdf/05-19510.pdf). |  |  |  | N | N | Eligible
GU | GU | NLV | Electrode, Flexible Suction Coagulator, Reprocessed | 2 |  | N | N |  | 876.43 | 1 | The "electorde, flexible suction coagulator, reprocessed" is intended to be used endoscopically to provide simultaneous suction of fluids and coagulation of tissue. This device is indicated for reuse/reprocessing. Reprocessing validation data for this device type must be included in a 510(k) submission. (70 FR 56911, available at https://www.govinfo.gov/content/pkg/FR-2005-09-29/pdf/05-19510.pdf). |  |  |  | N | N | Eligible
GU | GU | NLW | Electrode, Electrosurgical, Active, Urological, Reprocessed | 2 |  | N | N |  | 876.43 | 1 | The "electrode, electrosurgical, active, urological, reprocessed" is intended to be used endoscopically to contact urologic tissue so as to allow cutting, coagulation, electrodesiccation, or cautery dessication by means of electric current. This device is indicated for reuse/reprocessing. Reprocessing validation data for this device type must be included in a 510(k) submission. (70 FR 56911, available at https://www.govinfo.gov/content/pkg/FR-2005-09-29/pdf/05-19510.pdf) Reprocessing validation data for this device type must be included in a 510(k) submission. (70 FR 56911, available at https://www.govinfo.gov/content/pkg/FR-2005-09-29/pdf/05-19510.pdf) |  |  |  | N | N | Eligible
GU | GU | NLX | Needle, Pneumoperitoneum, Spring Loaded, Reprocessed | 2 |  | N | N |  | 876.15 | 1 | The "needle, penum...." is intended to insufflate the peritoneal cavity with gas during endoscopic procedures. This device is indiated for reuse/reprocessing. Reprocessing validation data for this device type must be included in a 510(k) submission. (70 FR 56911, available at https://www.govinfo.gov/content/pkg/FR-2005-09-29/pdf/05-19510.pdf). |  |  |  | N | N | Eligible
GU | GU | NML | Catheter, Biliary, Reprocessed | 2 |  | N | Y |  | 876.501 | 1 | same as "FGE" except being reprocessed. Reprocessing validation data for this device type must be included in a 510(k) submission. (70 FR 56911, available at https://www.govinfo.gov/content/pkg/FR-2005-09-29/pdf/05-19510.pdf). |  |  |  | N | N | Eligible
GU | GU | NMX | Needle And Needle Set, Gastro-Urology, Reprocessed | 2 |  | N | Y |  | 876.1075 | 1 | Reprocessing validation data for this device type must be included in a 510(k) submission. (70 FR 56911, available at https://www.govinfo.gov/content/pkg/FR-2005-09-29/pdf/05-19510.pdf). |  |  |  | N | N | Eligible
GU | GU | NMY | Needle, Endoscopic, Reprocessed | 2 |  | N | N |  | 876.15 | 1 | Reprocessing validation data for this device type must be included in a 510(k) submission. (70 FR 56911, available at https://www.govinfo.gov/content/pkg/FR-2005-09-29/pdf/05-19510.pdf). |  |  |  | N | N | Eligible
GU | GU | NNE | Needle, Fistula, Reprocessed | 2 |  | N | N |  | 876.554 | 1 | Reprocessing validation data for this device type must be included in a 510(k) submission. (70 FR 56911, available at https://www.govinfo.gov/content/pkg/FR-2005-09-29/pdf/05-19510.pdf). |  |  |  | N | N | Eligible
GU | GU | NNG | Set, Dialysis, Single Needle With Uni-Directional Pump, Reprocessed | 2 |  | N | N |  | 876.582 | 1 | Reprocessing validation data for this device type must be included in a 510(k) submission. (70 FR 56911, available at https://www.govinfo.gov/content/pkg/FR-2005-09-29/pdf/05-19510.pdf). |  |  |  | N | N | Eligible
GU | GU | NNW | Bag, Urine Collection, Leg, For External Use, Non-Sterile | 1 |  | Y | N |  | 876.525 | 4 | Urine collector and accessories; see product code FAQ. |  |  |  | N | N | Eligible
GU | GU | NNX | Device, Incontinence, Urosheath Type, Non-Sterile | 1 |  | Y | N |  | 876.525 | 4 | Urine collector and accessories; see product code EXJ |  |  |  | N | N | Eligible
GU | GU | NNY | Sheath, Corrugated Rubber, For Non-Indwelling Catheter, Non-Sterile | 1 |  | Y | N |  | 876.525 | 4 | Urine collector and accessories; see product code EYT. |  |  |  | N | N | Eligible
GU | GU | NNZ | System, Urine Drainage, Closed, For Non-Indwelling Catheter, Non-Sterile | 1 |  | Y | N |  | 876.525 | 4 | Urine collector and accessories; see product code EYZ. |  |  |  | N | N | Eligible
GU | GU | NOA | Device, Paste-On For Incontinence, Non-Sterile | 1 |  | Y | N |  | 876.525 | 4 | Urine collector and accessories; see product code EXI. |  |  |  | N | N | Eligible
GU | GU | NON | Forceps, Biopsy, Non-Electric, Reprocessed | 1 |  | N | Y |  | 876.1075 | 1 | same as procode FCL except this product is for the reprocessed device. Reprocessing validation data for this device type must be included in a 510(k) submission. (70 FR 56911, available at https://www.govinfo.gov/content/pkg/FR-2005-09-29/pdf/05-19510.pdf). |  |  |  | N | N | Eligible
GU | GU | NOO | Clamp, Dialysis Arm | 1 |  | N | N |  | 876.554 | 4 | The device is a clamp used to close off needle holes in the arm of a Dialysis patient. The clamp applies uniform pressure to the sites of needle holes in the patient's arm until the holes close. The clamp pressure is designed to stop bleeding without causing blood clots. This is a different type of device than those listed in the classification regulation. |  |  |  | N | N | Eligible
GU | GU | NOY | Agents, Embolic, For Treatment Of Benign Prostatic Hyperplasia | 2 |  | N | N |  | 876.555 | 1 | The device comprises one or more objects placed in a blood vessel to permanently obstruct blood flow to the prostate to treat benign prostatic hyperplasia (BPH). | Beads in suspension | A catheter is threaded from femoral artery to the prostatic artery and beads are injected until stasis in flow is achieved. | Prostate | Y | N | Eligible
GU | GU | NQJ | Catheter, Hemodialysis, Non-Implanted, Ultrafiltration, For Peripheral Use | 2 |  | N | N |  | 876.554 | 1 | Dual lumen, non-implanted, peripheral access catheters are inserted in the peripheral arm vein and are indicated for temporary (up to 8 hours) ultrafiltration treatment of patients with fluid overload. |  |  |  | N | Y | Ineligible
GU | GU | NQT | Dislodger, Stone, Flexible, Ureteral, Reprocessed | 2 |  | N | Y |  | 876.468 | 1 | A ureteral stone dislodger is a device that consists of a bougie or a catheter with a special flexible tip. It is inserted through a cystoscope and used to entrap and remove stones from the ureter. Reprocessing validation data for this device type must be included in a 510(k) submission. (70 FR 56911, available at https://www.govinfo.gov/content/pkg/FR-2005-09-29/pdf/05-19510.pdf). |  |  |  | N | N | Eligible
GU | GU | NQU | Dislodger, Stone, Basket, Ureteral, Metal, Reprocessed | 2 |  | N | Y |  | 876.468 | 1 | A ureteral stone dislodger is a device that consists of a bougie or a catheter with an expandable wire basket near the tip. It is inserted through a cystoscope and used to entrap and remove stones from the ureter. Reprocessing validation data for this device type must be included in a 510(k) submission. (70 FR 56911, available at https://www.govinfo.gov/content/pkg/FR-2005-09-29/pdf/05-19510.pdf). |  |  |  | N | N | Eligible
GU | GU | NSI | System, Imaging, Esophageal, Wireless, Capsule | 2 |  | N | N |  | 876.13 | 1 | THE CAPSULE IS A DISPOSABLE, INGESTIBLE CAPSULE DESIGNED TO ACQUIRE VIDEO IMAGES OF THE ESOPHAGUS. THE CAPSULE TRANSMITS THE ACQUIRED IMAGES VIA RF COMMUNICATION CHANNEL TO A DATA RECORDER LOCATED OUTSIDE THE BODY. THE DIAGNOSTIC IMAGING SYSTEM IS INTENDED FOR VISUALIZATION OF THE ESOPHAGUS RATHER THAN THE SMALL BOWEL. |  |  |  | N | N | Eligible
GU | GU | NTN | Led Light Source | 2 |  | N | N |  | 876.15 | 4 | Used to provide access, illumination, and allow observation or manipulation of body cavities, hollow organs, and canals |  |  |  | N | N | Eligible
GU | GU | NTZ | Strip, Dialysate, Ph, Bicarbonate, Glucose, Acid, Indicator | 2 |  | N | N |  | 876.582 | 1 | Device provides semiquantitative indications of ph, bicarbonate ions, and glucose in the final bicarbonate dialysate. |  |  |  | N | N | Ineligible
GU | GU | NUB | Colonic Irrigation System, General Well Being | 3 |  | N | N |  | 876.522 | 2 | Call for PMAs on 12/26/96 per 61 FR 50707 on 9/27/96 - Colon cleansing for routine general well being |  |  |  | N | N | Eligible
GU | GU | NWB | Endoscope, Accessories, Narrow Band Spectrum | 2 |  | N | N |  | 876.15 | 1 | Alternative mode of visualization using narrow bands from the visible spectrum for illumination and indicated for endoscopy and endoscopic surgery of the upper and lower diagestive tract and urinary tract. | The system consists of flexible and/or ridgid scope(s), light source(s), video processor and display | Enhances visualization of specific structures and reduces obscuring effects by using narrow bands of the visible spectrum for illumination. Narrow band illumination is accomplished through the modification of broadband light sources with optical filters or using light sources with inherently limited spectra such as lasers | Limited to endoscopic systems for observation of the gastro-urological tract | N | N | Ineligible
GU | GU | NWI | Electrosurgical Electrode Kit | 2 |  | N | N |  | 876.43 | 7 | This product code has been established in accordance with the May 20, 1997, Guidance entitled, Convenience Kits Interim Regulatory Guidance, found at www.fda.gov/cdrh/ode/convkit.html. This kit, as described in the guidance above, is under enforcement discretion, and does not require a premarket notification (510(k)) to market. | This product code has been established in accordance with the May 20, 1997, Guidance entitled, Convenience Kits Interim Regulatory Guidance, found at www.fda.gov/cdrh/ode/convkit.html. This kit, as described in the guidance above, is under enforcement discretion, and does not require a premarket notification (510(k)) to market. | This product code has been established in accordance with the May 20, 1997, Guidance entitled, Convenience Kits Interim Regulatory Guidance, found at www.fda.gov/cdrh/ode/convkit.html. This kit, as described in the guidance above, is under enforcement discretion, and does not require a premarket notification (510(k)) to market. | This product code has been established in accordance with the May 20, 1997, Guidance entitled, Convenience Kits Interim Regulatory Guidance, found at www.fda.gov/cdrh/ode/convkit.html. This kit, as described in the guidance above, is under enforcement discretion, and does not require a premarket notification (510(k)) to market. | N | N | Eligible
GU | GU | NWO | Kit, Catheter, Urinary (Exludes Hiv Testing) | 2 |  | N | Y |  | 876.513 | 1 | Urinary Catheterization Kit (Excludes HIV Testing) | Urinary Catheterization Kit (Excludes HIV Testing) | Urinary Catheterization Kit (Excludes HIV Testing) | Urinary Catheterization Kit (Excludes HIV Testing) | N | N | Eligible
GU | GU | NWP | Suprapubic Cystostomy Catheter Kit | 2 |  | N | N |  | 876.509 | 7 | This product code has been established in accordance with the may 20, 1997, guidance entitled, convenience kits interim regulatory guidance, found at www.Fda.Gov/cdrh/ode/convkit.Html. This type of convenience kit, as listed in the guidance above, is under enforcement discretion, and does not require a premarket notification (510(k)) to market if it meets all criteria in the guidance. | This product code has been established in accordance with the may 20, 1997, guidance entitled, convenience kits interim regulatory guidance, found at www.Fda.Gov/cdrh/ode/convkit.Html. This type of convenience kit, as listed in the guidance above, is under enforcement discretion, and does not require a premarket notification (510(k)) to market if it meets all criteria in the guidance. | This product code has been established in accordance with the may 20, 1997, guidance entitled, convenience kits interim regulatory guidance, found at www.Fda.Gov/cdrh/ode/convkit.Html. This type of convenience kit, as listed in the guidance above, is under enforcement discretion, and does not require a premarket notification (510(k)) to market if it meets all criteria in the guidance. | This product code has been established in accordance with the may 20, 1997, guidance entitled, convenience kits interim regulatory guidance, found at www.Fda.Gov/cdrh/ode/convkit.Html. This type of convenience kit, as listed in the guidance above, is under enforcement discretion, and does not require a premarket notification (510(k)) to market if it meets all criteria in the guidance. | N | N | Eligible
GU | GU | NWS | Kit, Choledochoscope, Flexible And Rigid | 2 |  | N | N |  | 876.15 | 1 | Flexible and Rigid Choledochoscope Kit | Flexible and Rigid Choledochoscope Kit | Flexible and Rigid Choledochoscope Kit | Flexible and Rigid Choledochoscope Kit | N | N | Eligible
GU | GU | NWT | Endoscopic Cholangiogram Kit | 2 |  | N | N |  | 876.15 | 7 | This product code has been established in accordance with the May 20, 1997, guidance entitled, convenience kits interim regulatory guidance, found at http://www.fda.gov/downloads/MedicalDevices/DeviceRegulationandGuidance/GuidanceDocuments/ucm080217.pdf. This type of convenience kit, as listed in the guidance above, is under enforcement discretion, and does not require a premarket notification (510(k)) to market if it meets all criteria in the guidance. | This product code has been established in accordance with the May 20, 1997, guidance entitled, convenience kits interim regulatory guidance, found at http://www.fda.gov/downloads/MedicalDevices/DeviceRegulationandGuidance/GuidanceDocuments/ucm080217.pdf. This type of convenience kit, as listed in the guidance above, is under enforcement discretion, and does not require a premarket notification (510(k)) to market if it meets all criteria in the guidance. | This product code has been established in accordance with the May 20, 1997, guidance entitled, convenience kits interim regulatory guidance, found at http://www.fda.gov/downloads/MedicalDevices/DeviceRegulationandGuidance/GuidanceDocuments/ucm080217.pdf. This type of convenience kit, as listed in the guidance above, is under enforcement discretion, and does not require a premarket notification (510(k)) to market if it meets all criteria in the guidance. | This product code has been established in accordance with the May 20, 1997, guidance entitled, convenience kits interim regulatory guidance, found at http://www.fda.gov/downloads/MedicalDevices/DeviceRegulationandGuidance/GuidanceDocuments/ucm080217.pdf. This type of convenience kit, as listed in the guidance above, is under enforcement discretion, and does not require a premarket notification (510(k)) to market if it meets all criteria in the guidance. | N | N | Eligible
GU | GU | NWU | Endoscope Introducer Kit | 2 |  | N | N |  | 876.15 | 7 | This product code has been established in accordance with the May 20, 1997, Guidance entitled, Convenience Kits Interim Regulatory Guidance, found at www.fda.gov/cdrh/ode/convkit.html. This kit, as described in the guidance above, is under enforcement discretion, and does not require a premarket notification (510(k)) to market. | This product code has been established in accordance with the May 20, 1997, Guidance entitled, Convenience Kits Interim Regulatory Guidance, found at www.fda.gov/cdrh/ode/convkit.html. This kit, as described in the guidance above, is under enforcement discretion, and does not require a premarket notification (510(k)) to market. | This product code has been established in accordance with the May 20, 1997, Guidance entitled, Convenience Kits Interim Regulatory Guidance, found at www.fda.gov/cdrh/ode/convkit.html. This kit, as described in the guidance above, is under enforcement discretion, and does not require a premarket notification (510(k)) to market. | This product code has been established in accordance with the May 20, 1997, Guidance entitled, Convenience Kits Interim Regulatory Guidance, found at www.fda.gov/cdrh/ode/convkit.html. This kit, as described in the guidance above, is under enforcement discretion, and does not require a premarket notification (510(k)) to market. | N | N | Eligible
GU | GU | NYU | Catheter, Hemodialysis, Implanted, Coated | 2 |  | N | N |  | 876.554 | 1 | Accessing the central vascular system for long term hemodialysis while reducing infection or thrombogenesis. | Tube of plastic | Circulates blood from the vascular system to a hemodialysis machine. The coatings on the catheter reduce infection or thrombosis by local affects on the blood | Central venous system | Y | Y | Ineligible
GU | GU | NYV | Gastrointestinal Motility System, Capsule | 2 |  | N | N |  | 876.1725 | 1 | Used to evaluate GI motility disorders and indicated for use in evaluating patients with suspected motility disorders. | Small ingestible capsule transmits motility data to a wireless receiver worn by the subject. Data from the receiver is dowloaded into a personal computer (PC) and analyzed with custom software. | Ingestible telemetric capsule that transmits GI motility data to a wireless receiver worn by the patient. | Device is swallowed, and passes through the GI tract | N | N | Eligible
GU | GU | NZU | Collector, Urine, Powered, Non Indwelling Catheter | 1 |  | Y | N |  | 876.525 | 4 | For the non-invasive, non-sterile collection of urine and for patients unable to void on their own or have control of voiding. Often patient confined to the bed or a wheelchair. | The device consists of a female designed cup, male cup, collection tubing, urine bag, pump, rechargeable batter, circuitry to control the operaton of the pump, software, and carrying case to be attached to a wheel chair or beside. | Urine is collected in a collection cup and with the assistance of a battery powered pump the urine is drawn through tubing into a urine bag for storage. | The collection cup is place under the external meatus of the urethra | N | N | Eligible
GU | GU | OCS | Endoscopic Video Imaging System/Component, Gastroenterology-Urology | 2 |  | N | N |  | 876.15 | 1 | To allow for visualization of body cavities through an endoscope by projecting images to a monitor. | May include: ccd camera, monitor, other software or hardware associated with video equipment, and components from other regulations, such as a pump. | Inserted through endoscope | various body cavities, hollow organs, and canals in GI and GU tract | N | N | Eligible
GU | GU | OCT | Anti Fog Solution And Accessories, Endoscopy | 2 |  | N | Y |  | 876.15 | 1 | To prevent, reduce or eliminate condensation (fog) on endoscopic lens. | anti fog solution; applicator- typically a foam pad or sponge, spray can, bottle, or cloth; container to hold solution | Apply solution to lens, typically by spraying or wiping. | endoscopic lens | N | N | Eligible
GU | GU | OCU | Endoscopic Storage Cover | 2 |  | N | N |  | 876.15 | 1 | To protect delicate parts of the endoscope during transport and storage. May also be used to protect during sterilization. | cover or sheath | Placed over endoscope or parts of the endoscope. | delicate parts of endoscope | N | N | Eligible
GU | GU | OCV | Endoscope Holder | 2 |  | N | N |  | 876.15 | 1 | To hold endoscope in a desired position during procedures. | holder | endoscope placed or mounted onto holder | endoscope | N | N | Eligible
GU | GU | OCW | Endoscopic Tissue Approximation Device | 2 |  | N | N |  | 876.15 | 1 | To aid in endoscopically placing sutures, staples, clips, and other fastening tools through tissue. | may include: delivery instrument, applier, holder, connector, threading tool, needle-loading tool, ring implant, pin implant, knot pusher, sutures, staples, clips, tackers, fasteners | Many methods to perform intended use. Insert instrument through endoscope at desired area of delivery. | Various tissues located within body cavities, hollow organs, and canals in GI and GU tract. | N | N | Eligible
GU | GU | OCX | Endoscopic Irrigation/Suction System | 2 |  | N | N |  | 876.15 | 1 | To supply sterile water, other solutions and/or suction to endoscopes during endoscopic procedures. | may include: pump, motor, tubing, controller, air switch, power supply, transducer, digital display, suction attachment, bottle cap | Connects to tubing from pump and goes down working channel of endoscope | endoscope | N | N | Eligible
GU | GU | OCY | Endoscopic Guidewire, Gastroenterology-Urology | 2 |  | N | N |  | 876.15 | 4 | To provide access to gi or gu tract for the purpose of passing or exchanging other accessories. | metal guidewire with or without polymer coating, and associated guidewire accessories | placed through working channel of endoscope | various in GI and GU tract | N | N | Eligible
GU | GU | OCZ | Endoscopic Grasping/Cutting Instrument, Non-Powered | 2 |  | N | Y |  | 876.15 | 1 | To manually grasp stones, tissues or other objects through an endoscope. To manipulate, sample or cut tissues through an endoscope. | Non-electric and non-magnetic devices. May include: grasping or retrieval forceps, biopsy forceps or other sampling tools, scissors, stone basket, stone dislodger | Place through an endoscope to reach desired area. | various tissues, stones or other foreign bodies within GI and GU tract. | N | N | Eligible
GU | GU | ODA | Endoscopic Central Control Unit | 2 |  | N | N |  | 876.15 | 1 | To control endoscopic and other ancillary surgical equipment in one central location, either by remote control, touch screen, or voice command. | may include: monitor, remote (or other wireless device), microphone, card adaptor, cables, other hardware and software | Connect operating systems into central control unit | endoscopic and other ancillary surgical equipment | N | N | Eligible
GU | GU | ODB | Endoscopic Contamination Prevention Sheath | 2 |  | N | N |  | 876.15 | 1 | To protect an endoscope from contamination by providing a barrier between the body and the endoscope. | sheath | Placed over endoscope before insertion into the body | endoscope | N | N | Eligible
GU | GU | ODC | Endoscope Channel Accessory | 2 |  | N | N |  | 876.15 | 1 | To give the endoscope channel additional or improved functionality. | may include: biopsy cover, biopsy cap, external accessory channel, anti splatter device, locking device, | attach to endoscope channel | endoscope channel | N | N | Eligible
GU | GU | ODD | Endoscopic Retrograde Cholangiopancreatography (Ercp) Cannula | 2 |  | N | N |  | 876.15 | 1 | To identify stones, tumors, or narrowing in the biliary tree. | catheter. may include radiopaque markings | Passed through an endoscope (duodenoscope) into the biliary duct to inject x-ray contract media into the biliary tree. | biliary tree | N | N | Eligible
GU | GU | ODE | Endoscopic Suture/Plication System, Gastroesophageal Reflux Disease (Gerd) | 2 |  | N | N |  | 876.15 | 1 | To treat the symptoms of chronic gastroesophageal reflux disease (GERD), either by approximating tissue with sutures or plicating tissue with an implant. | may include: capsule assembly, needle assembly, guidewire, suture cutter, tubing, clip delivery device, clips or other implant, plication instrument, overtube, retractor | Place sutures in soft tissue of stomach and esophagus, or deliver implant in stomach near gastroesophageal junction | gastroesophageal junction GEJ | Y | N | Eligible
GU | GU | ODF | Mini Endoscope, Gastroenterology-Urology | 2 |  | N | N |  | 876.15 | 1 | To examine and perform procedures in body cavities of the GI and GU tract. If the device is reusable, validated reprocessing instructions and reprocessing validation data for this device type must be included in a 510(k) submission (82 FR 26807, available at https://www.gpo.gov/fdsys/pkg/FR-2017-06-09/pdf/2017-12007.pdf). | May include: handle, scope, fiberoptic attachment. Usually modular in nature. May be custom built | Can be placed through working channel of a full sized endoscope. May also be used as a stand alone device | various body cavities in the GI and GU tract | N | N | Ineligible
GU | GU | ODG | Endoscopic Ultrasound System, Gastroenterology-Urology | 2 |  | N | N |  | 876.15 | 1 | To provide ultrasonic visualization of body cavities that can be accessed by endoscope. For reusable, flexible endoscopes in this product code, validated reprocessing instructions and reprocessing validation data must be included in a 510(k) submission (82 FR 26807, available at https://www.gpo.gov/fdsys/pkg/FR-2017-06-09/pdf/2017-12007.pdf). | ultrasound system and system accessories, endoscope | Uses ultrasound to visualize body cavities through endoscope | various body cavities, hollow organs, and canals in GI and GU tract | N | N | Ineligible
GU | GU | ODN | Ultrafiltration-Controlled Nocturnal Dialysate Delivery System | 2 |  | N | N |  | 876.586 | 1 | Hemodialysis performed with a high permeability hemodialyzer and an ultrafiltration-controlled system. Nocturnal hemodialysis for patients with end-stage renal disease (chronic dialysis) or acute renal failure (acute dialysis) performed with a high permeability hemodialyzer and an ultrafiltration-controlled system. | Device is an electronic, software-controlled system with a user interface. Device can include extracorporeal tubing sets, but not necessarily. | Device consists of a system of pumps, valves, sensors, monitors and other components that direct blood through a dialyzer so that hemodialysis may be performed. | Device is an extracorporeal device treating patients' blood. | N | Y | Ineligible
GU | GU | ODX | Autonomous Extracorporeal Blood Leak Detector/Alarm | 2 |  | N | N |  | 876.582 | 1 | To detect the presence of blood leaking from an extracorporeal connection or needle site in hemodialysis patients and alert the user or attending staff. The device detects colormetric, chemical, or light modulation caused by exposure to leaking blood. | Small electronic, microprocessor assisted "black box" with a strap that is attached to the patient's arm. The device has visual indicators with accompanying audible alarm | An optical fiber is connected to an infrared source at one end and an infrared receiver at the other end. In the middle of the fiber is a sharp bend that is covered with an absorbent pad. Blood absorbed into the pad will cause the intensity of infrared source to decrease at the receiver end and activate an alarm. | Usually the forearm but could be placed anywhere a blood line and needle are attached to the body. | N | N | Ineligible
GU | GU | OHR | Catheter Care Tray | 2 |  | N | N |  | 876.513 | 7 | This product code has been established in accordance with the may 20, 1997, guidance entitled, convenience kits interim regulatory guidance, found at www.Fda.Gov/cdrh/ode/convkit.Html. This type of convenience kit, as listed in the guidance above, is under enforcement discretion, and does not require a premarket notification (510(k)) to market if it meets all criteria in the guidance. | This product code has been established in accordance with the May 20, 1997, Guidance entitled, Convenience Kits Interim Regulatory Guidance, found at www.fda.gov/cdrh/ode/convkit.html. This type of convenience kit, as listed in the guidance above, is under enforcement discretion, and does not require a premarket notification (510(k)) to market if it meets all criteria in the guidance. | This product code has been established in accordance with the May 20, 1997, Guidance entitled, Convenience Kits Interim Regulatory Guidance, found at www.fda.gov/cdrh/ode/convkit.html. This type of convenience kit, as listed in the guidance above, is under enforcement discretion, and does not require a premarket notification (510(k)) to market if it meets all criteria in the guidance. | This product code has been established in accordance with the May 20, 1997, Guidance entitled, Convenience Kits Interim Regulatory Guidance, found at www.fda.gov/cdrh/ode/convkit.html. This type of convenience kit, as listed in the guidance above, is under enforcement discretion, and does not require a premarket notification (510(k)) to market if it meets all criteria in the guidance. | N | N | Eligible
GU | GU | OLH | Orchidometer | 1 |  | N | N |  | 876.473 | 4 | To measure testicular volume to diagnose abnormalities, or to determine the size of testicular prosthesis to implant. | The orchidometer consists of a set of oval beads of various known volumes. | To the patients testes to oval beads of known volume. | The orchidometer is held next to the patient's scrotum. | N | N | Eligible
GU | GU | ONJ | Dissolvable Gel For Preventing Ureteral Stone Migration | 2 |  | N | N |  | 876.468 | 4 | For use in the ureter to prevent the migration of urinary calculi and their fragments during intracorporeal lithotripsy procedures. | The device is an injectable gel that is capable of being dissolved using endoscopic irrigation. | The gel temporarily obstructs the ureter to limit the migration of urinary calculi and their fragments during intracorporeal lithotripsy procedures. After the lithotripsy procedure, the gel is dissolved using irrigation. | The target area is the ureter. | N | N | Eligible
GU | GU | ONW | Hemodialysis System For Home Use | 2 |  | N | N |  | 876.586 | 1 | To treat and provide hemodialysis therapy at home for chronic renal failure patients. | Complex machine consisting of pumps, monitors, and tubing. | A machine that dialyzes the patient's blood. | Connects to the patient's blood stream | N | N | Ineligible
GU | GU | ONY | Oral Removable Retainer For Weight Management | 2 |  | N | N |  | 876.5981 | 1 | A removable oral device used during meals to limit food intake. | Stainless steel wire, electrical sensor and palatal mold (polymer) | Intraorally limits bite size | Mouth | N | N | Eligible
GU | GU | OOW | Applicator For Rectal Suppository | 1 |  | N | N |  | 876.473 | 4 | Intended for use in the insertion of suppositories into the rectum | plastic, non-sterile, single use plunger movably coupled with a barrel. | plastic, non-sterile, single use plunger movably coupled with a barrel. | rectal insertion | N | N | Eligible
GU | GU | OQT | Prostate Lesion, Documentation, System | 2 |  | N | N |  | 876.205 | 1 | Produces an elasticity image of the prostate to document prostate abnormalities that were previously identified by digital rectal examination. | Cart-based system consisting of a hand-held rectal probe attached to a computer with proprietary image reconstruction software. | Uses an array of pressure sensors and image reconstruction software to create a 3-D map showing areas of relative tissue hardness or softness within the prostate. | Prostate, rectum. | N | N | Eligible
GU | GU | PBP | Rectal Insert | 2 |  | N | Y |  | 876.598 | 1 | Acts as a barrier to the passage of fecal matter through the rectum. | Comprised of a silicone Insert and a plastic fingertip applicator. The Insert has a barbell shape, the end which sits inside of the rectum ranges in size from 22 mm to 28 mm in width. The Insert is 35 mm long and the external flare is 24 mm. | Designed for self-insertion to seal and prevent the involuntary leakage of stool from the rectum. | To be placed across the anal sphincter. | N | N | Eligible
GU | GU | PCU | Pancreatic Stent, Covered, Metallic, Removable | 2 |  | N | N |  | 876.5015 | 1 | To facilitate transmural endoscopic drainage of pancreatic pseudocysts | stent and delivery system, endoscope | Facilitates and secures the apposition of tissue for transmural placement of stent | pancreatic pseudocysts adherent to bowel wall | Y | N | Eligible
GU | GU | PCV | Endoscopic Leak Tester | 2 |  | N | N |  | 876.15 | 1 | An endoscopic leak tester automatically detects leaks from endoscopes, without requiring visual observation for bubbles when the device is immersed in water, by assessing differences in air pressure inside the pressurized endoscope. | Leak detection apparatus | The device automatically detects leaks. | Flexible endoscopes. | N | N | Eligible
GU | GU | PEA | Endoscope, Accessories, Image Post-Processing For Color Enhancement | 2 |  | N | N |  | 876.15 | 1 | Alternative mode of visualization using image post-processing algorithms of the received white light image for color enhancement. | The system consists of flexible and/or rigid scope(s), light source(s), video processor and display. | Image enhancement using image post-processing algorithms of the received white light image with the goal of enhancing visualization of suspicious images seen on white light. | Limited to endoscopic systems for observation of the gastro-urological tract. | N | N | Eligible
GU | GU | PEH | Hemodialysis Catheter Luer End Cap | 2 |  | N | N |  | 876.554 | 1 | For use in hemodialysis catheters to reduce hub infection. | Plastic end cap with rod attached | Antimicrobial agent adhered to rod and lock ring of end cap. End cap has a rod which extends into the hub of the hemodialysis catheter to aid in delivering antimicrobial agent | Implanted blood access device | N | N | Ineligible
GU | GU | PEV | Dialysis Administration Kit | 2 |  | N | N |  | 876.582 | 7 | This product code has been established in accordance with the may 20, 1997, guidance entitled, convenience kits interim regulatory guidance, found at www.Fda.Gov/cdrh/ode/convkit.Html. This kit, as described in the guidance above, is under enforcement discretion, and does not require a premarket notification (510(k)) to market. | This product code has been established in accordance with the may 20, 1997, guidance entitled, convenience kits interim regulatory guidance, found at www.Fda.Gov/cdrh/ode/convkit.Html. This kit, as described in the guidance above, is under enforcement discretion, and does not require a premarket notification (510(k)) to market. | This product code has been established in accordance with the may 20, 1997, guidance entitled, convenience kits interim regulatory guidance, found at www.Fda.Gov/cdrh/ode/convkit.Html. This kit, as described in the guidance above, is under enforcement discretion, and does not require a premarket notification (510(k)) to market. | This product code has been established in accordance with the may 20, 1997, guidance entitled, convenience kits interim regulatory guidance, found at www.Fda.Gov/cdrh/ode/convkit.Html. This kit, as described in the guidance above, is under enforcement discretion, and does not require a premarket notification (510(k)) to market. | N | N | Eligible
GU | GU | PEW | Implantable Transprostatic Tissue Retractor System | 2 |  | N | N |  | 876.553 | 1 | The treatment of symptoms due to urinary outflow obstruction secondary to benign prostatic hyperplasia (BPH) in men age 50 and above. | Comprises two main components, the delivery device and implant. Each delivery device comes pre-loaded with one I\implant. The delivery device is inserted into a 20F cystoscopy sheath which has been placed in the male urethra with the sheath tip located within the bladder. After insertion into the sheath, the tip of the device is positioned in the prostatic urethra and used to retract an obstructing prostatic lobe. An implant is then deployed transversely through the urethra into the prostatic tissue. The implant is secured to maintain the retracted position of the lobe. Implants are deployed thereby maintaining an expanded urethral lumen. | Delivered transurethrally using a rigid delivery device which is used to displace the urethra towards the prostatic capsule. The implants then maintain the approximated position of the inner (urethral) tissue and the outer (capsular) tissue of the prostate thereby reducing fluid obstruction and improving LUTS. The displaced urethra then provides increased urethral opening. The biological mechanism of action is localized transient tissue compression leading to lobular atrophy. Once lobular atrophy has been obtained, the static implant imparts no further mechanical stimulation on the tissue, and tissue remodeling is complete. | Prostate | Y | N | Eligible
GU | GU | PFH | Venous Window Needle Guide | 2 |  | N | N |  | 876.554 | 1 | For use as an access device accessory on arteriovenous fistulas (AVF) for hemodialysis procedures using a constant site or buttonhole method of needle insertion. | It is comprised of a port or septum that permits passage of a needle. | Implanted and attached to a vessel, permitting guide for insertion of a needle into the vessel. | Blood vessel | Y | Y | Eligible
GU | GU | PGD | Colon Capsule Imaging System | 2 |  | N | N |  | 876.133 | 1 | visualization of the colon for the detection of polyps | capsule | The device is a single-use ingestible capsule designed to acquire video images during natural propulsion through the digestive system. It is specifically designed to visualize the complex anatomy of the colon | colon | N | N | Eligible
GU | GU | PGU | Spatial Imaging For Display Of Endoscope Position | 2 |  | N | N |  | 876.15 | 1 | To detect and display the shape of an inserted endoscope. | A control unit that communicates with an endoscope/accessory probe, a receiver dish, and display monitor. | Measures electromagnetic fields from the endoscope or an accessory within an endoscope to determine the shape of an inserted endoscope, and displays it on a monitor. | Gastrointestinal system | N | N | Eligible
GU | GU | PHT | Basin For Endoscope Reprocessing | 1 |  | N | N |  | 876.15 | 4 | To allow endoscopes to soak in reprocessing solutions. | The device is comprised of a basin that may be molded to more closely meet the contours of a coiled endoscope. The device may include a heater and temperature monitor. | The basin may be contoured to minimize the volume of reprocessing solution used. The basin may also have a temperature control. The basin does not include flushing technology. | Flexible gastrointestinal endoscopes | N | N | Eligible
GU | GU | PIA | Vibrator For Climax Control Of Premature Ejaculation | 2 |  | N | N |  | 876.5025 | 4 | Vibrator for climax control training for the treatment of premature ejaculation. | The device consists of a vibrator connected to a battery pack. | Battery-operated vibrator and lubricant for climax control of premature ejaculation for men | Male genitals | N | N | Eligible
GU | GU | PID | Esophageal Dilator Balloon With Or Without Electrode Sensors | 2 |  | N | N |  | 876.598 | 1 | To dilate the lower esophageal sphincter of patients with Achalasia. | Tube and Balloon with or without electrode sensors and software. | Tube and Balloon with or without electrode sensors. | lower esophageal sphincter | N | N | Eligible
GU | GU | PIE | Esophageal Dilator With Balloon And Electrode Sensors | 2 |  | N | N |  | 876.598 | 1 | To dilate esophageal strictures with a dilating balloon and electrode sensors. | balloon with electrode sensors and software | balloon with electrode sensors | esophagus | N | N | Eligible
GU | GU | PIF | Gastrointestinal Tubes With Enteral Specific Connectors | 2 |  | N | N |  | 876.598 | 1 | To facilitate enteral specific connections. | plastic connector | The connector is attached to an enteral tube and is intended to facilitate the administration of hydration, medication, and feed to a patient. | the gastrointestinal tract | N | N | Eligible
GU | GU | PIH | Urethral Insert With Pump For Bladder Drainage | 2 |  | N | N |  | 876.514 | 1 | The device is intended to empty urine from the bladder under patient control. | A catheter-like device with internal pump mechanism that is placed in the urethra. | Under patient control, the internal pump inside the urethral insert draws urine out of the bladder when voiding is desired, and blocks urine flow when continence is desired. | The device is placed in the urethra. | Y | N | Eligible
GU | GU | PIN | Kidney Perfusion Kit | 2 |  | N | N |  | 876.588 | 7 | This product code has been established in accordance with the May 20, 1997, Guidance entitled, Convenience Kits Interim Regulatory Guidance, found at http://www.fda.gov/MedicalDevices/DeviceRegulationandGuidance/GuidanceDocuments/ucm080216.htm. This kit, as described in the guidance above, is under enforcement discretion, and does not require a premarket notification (510(k)) to market. | This product code has been established in accordance with the May 20, 1997, Guidance entitled, Convenience Kits Interim Regulatory Guidance, found at http://www.fda.gov/MedicalDevices/DeviceRegulationandGuidance/GuidanceDocuments/ucm080216.htm. This kit, as described in the guidance above, is under enforcement discretion, and does not require a premarket notification (510(k)) to market. | This product code has been established in accordance with the May 20, 1997, Guidance entitled, Convenience Kits Interim Regulatory Guidance, found at http://www.fda.gov/MedicalDevices/DeviceRegulationandGuidance/GuidanceDocuments/ucm080216.htm. This kit, as described in the guidance above, is under enforcement discretion, and does not require a premarket notification (510(k)) to market. | This product code has been established in accordance with the May 20, 1997, Guidance entitled, Convenience Kits Interim Regulatory Guidance, found at http://www.fda.gov/MedicalDevices/DeviceRegulationandGuidance/GuidanceDocuments/ucm080216.htm. This kit, as described in the guidance above, is under enforcement discretion, and does not require a premarket notification (510(k)) to market. | N | N | Ineligible
GU | GU | PIO | Enteral Specific Transition Connectors | 2 |  | N | N |  | 876.598 | 1 | Facilitates enteral specific connections between AAMI/CN3(PS):2014 compliant connectors and non ISO 80369-1 compliant legacy enteral connectors. | plastic connector | A plastic connector that allows for AAMI/CN3(PS):2014 compliant connectors to connect to non ISO 80369-1 compliant legacy enteral connectors. | GI | N | N | Eligible
GU | GU | PJH | Dynamic Rectal Control System | 2 |  | N | N |  | 876.593 | 1 | Intended to treat fecal incontinence by controlling the size of the rectal lumen. | The device includes a balloon like device placed in the vagina and an external regulator and inflation pump to control the state of expansion. | The device is inserted in the vagina and includes a portion that expands to reduce the rectal lumen to prevent stool leakage and retracts to allow normal passage of stool. | Vaginal placement for compression of rectum | N | N | Eligible
GU | GU | PKI | Fully Subcutaneous Implanted Hemodialysis Catheter | 2 |  | N | N |  | 876.554 | 1 | Provides access to the blood for hemodialysis or other chronic uses. | fully subcutaneous implanted hemodialysis catheter | Provides fully subcutaneous access to the blood for hemodialysis or other cronic uses. | internal jugular or femoral veins via the skin and subcutanous tissue | Y | Y | Ineligible
GU | GU | PKL | Hemostatic Metal Clip For The Gi Tract | 2 |  | N | N |  | 876.44 | 1 | Clip placement within the gastrointestinal (GI) tract for the purpose of endoscopic marking, hemostasis for mucosal/sub-mucosal defects, bleeding ulcers, arteries, polyps, diverticula in the colon, prophylactic clipping, anchoring feeding tubes, supplemental closure method of luminal perforations. | Metal clips applied by a delivery system | Applies pressure to tissue | Gastrointestinal tract | Y | Y | Ineligible
GU | GU | PLI | Gastrointestional Tube Holder | 2 |  | N | N |  | 876.598 | 4 | Intended to support, secure, and hold gastrointestinal tubes | Cloth or plastic material held together by fasteners | Holds gastrointestinal tube in place | Abdomen and/or head | N | N | Eligible
GU | GU | PLL | Submucosal Injection Agent | 2 |  | N | N |  | 876.15 | 1 | Intended for use in gastrointestinal endoscopic procedures for submucosal lift of polyps, adenomas, early-stage cancers or other gastrointestinal mucosal lesions, prior to excision with a snare or endoscopic device. | Gel | submucosal injection via endoscopy | Gi tract | N | N | Eligible
GU | GU | PLP | High Intensity Ultrasound System For Prostate Tissue Ablation | 2 |  | N | N |  | 876.434 | 1 | Prostate tissue ablation | The system consists of a console, a probe with therapy transducer(s), and single use accessories. | Uses high intensity ultrasound to heat target tissue within the prostate gland, causing coagulation necrosis of that tissue. | The prostate gland | N | N | Eligible
GU | GU | PLQ | Enzyme Packed Cartridge | 2 |  | N | N |  | 876.5985 | 1 | Hydrolyze fats in enteral formula. | Cartridge packed with enzyme linked beads | Hydrolyzes fats in enteral formula ex vivo and delivers them into the enteral tract through a feeding tube | GI tract | N | N | Eligible
GU | GU | PNB | Biliary Stent System For Benign Strictures | 2 |  | N | N |  | 876.5011 | 1 | A benign stricture biliary stent system is a prescription device intended for treatment of benign biliary strictures. Stents are intended to be left indwelling for a limited amount of time and subsequently removed. The device consists of a metal stent and a delivery system intended to place the stent in the biliary ducts. | Device consists of an expandable metal stent and a delivery catheter | Maintains biliary duct patency | Bile ducts | Y | N | Eligible
GU | GU | PNG | Peritoneal, Drainage Catheter For Refractory Ascites, Long-Term Indwelling | 2 |  | N | N |  | 876.563 | 1 | For drainage of refractory ascites with long-term occurrence from the peritoneal cavity. | Plastic tubing with a tissue ingrowth cuff and valve or connector. | Typically attached to positive pressure or gravity feed to assist in drainage of fluid from the peritoneal cavity. | Peritoneal Cavity. | Y | Y | Ineligible
GU | GU | PNR | Enteral Syringes With Enteral Specific Connectors | 2 |  | N | N |  | 876.598 | 1 | Delivers nutrition, medication, or hydration orally or to a gastrointestinal tube or extension set using AAMI/CN3(PS):2014 compliant connectors. | Plastic device with barrel, movable plunger, and connector. | The device can be attached to a feeding tube or extension set to administer nutrition, medication, or hydration to a patient using AAMI/CN3(PS):2014 compliant connectors. | The gastrointestinal tract | N | N | Eligible
GU | GU | POZ | Biopsy Needle Kit | 2 |  | N | N |  | 876.1075 | 7 | This product code has been established in accordance with the may 20, 1997, guidance entitled, convenience kits interim regulatory guidance, found at http://www.fda.gov/downloads/MedicalDevices/DeviceRegulationandGuidance/GuidanceDocuments/ucm080217.pdf. This type of convenience kit, as listed in the guidance above, is under enforcement discretion, and does not require a premarket notification (510(k)) to market if it meets all criteria in the guidance. | This product code has been established in accordance with the may 20, 1997, guidance entitled, convenience kits interim regulatory guidance, found at http://www.fda.gov/downloads/MedicalDevices/DeviceRegulationandGuidance/GuidanceDocuments/ucm080217.pdf. This type of convenience kit, as listed in the guidance above, is under enforcement discretion, and does not require a premarket notification (510(k)) to market if it meets all criteria in the guidance. | This product code has been established in accordance with the may 20, 1997, guidance entitled, convenience kits interim regulatory guidance, found at http://www.fda.gov/downloads/MedicalDevices/DeviceRegulationandGuidance/GuidanceDocuments/ucm080217.pdf. This type of convenience kit, as listed in the guidance above, is under enforcement discretion, and does not require a premarket notification (510(k)) to market if it meets all criteria in the guidance. | This product code has been established in accordance with the may 20, 1997, guidance entitled, convenience kits interim regulatory guidance, found at http://www.fda.gov/downloads/MedicalDevices/DeviceRegulationandGuidance/GuidanceDocuments/ucm080217.pdf. This type of convenience kit, as listed in the guidance above, is under enforcement discretion, and does not require a premarket notification (510(k)) to market if it meets all criteria in the guidance. | N | N | Eligible
GU | GU | PPA | Bladder Irrigation Kit | 2 |  | N | N |  | 876.513 | 7 | This product code has been established in accordance with the may 20, 1997, guidance entitled, convenience kits interim regulatory guidance, found at http://www.fda.gov/downloads/MedicalDevices/DeviceRegulationandGuidance/GuidanceDocuments/ucm080217.pdf. This type of convenience kit, as listed in the guidance above, is under enforcement discretion, and does not require a premarket notification (510(k)) to market if it meets all criteria in the guidance. | This product code has been established in accordance with the may 20, 1997, guidance entitled, convenience kits interim regulatory guidance, found at http://www.fda.gov/downloads/MedicalDevices/DeviceRegulationandGuidance/GuidanceDocuments/ucm080217.pdf. This type of convenience kit, as listed in the guidance above, is under enforcement discretion, and does not require a premarket notification (510(k)) to market if it meets all criteria in the guidance. | This product code has been established in accordance with the may 20, 1997, guidance entitled, convenience kits interim regulatory guidance, found at http://www.fda.gov/downloads/MedicalDevices/DeviceRegulationandGuidance/GuidanceDocuments/ucm080217.pdf. This type of convenience kit, as listed in the guidance above, is under enforcement discretion, and does not require a premarket notification (510(k)) to market if it meets all criteria in the guidance. | This product code has been established in accordance with the may 20, 1997, guidance entitled, convenience kits interim regulatory guidance, found at http://www.fda.gov/downloads/MedicalDevices/DeviceRegulationandGuidance/GuidanceDocuments/ucm080217.pdf. This type of convenience kit, as listed in the guidance above, is under enforcement discretion, and does not require a premarket notification (510(k)) to market if it meets all criteria in the guidance. | N | N | Eligible
GU | GU | PPB | Foley Catheter Kit (Excludes Hiv Testing) | 2 |  | N | N |  | 876.513 | 7 | This product code has been established in accordance with the may 20, 1997, guidance entitled, convenience kits interim regulatory guidance, found at http://www.fda.gov/downloads/MedicalDevices/DeviceRegulationandGuidance/GuidanceDocuments/ucm080217.pdf. This type of convenience kit, as listed in the guidance above, is under enforcement discretion, and does not require a premarket notification (510(k)) to market if it meets all criteria in the guidance. | This product code has been established in accordance with the may 20, 1997, guidance entitled, convenience kits interim regulatory guidance, found at http://www.fda.gov/downloads/MedicalDevices/DeviceRegulationandGuidance/GuidanceDocuments/ucm080217.pdf. This type of convenience kit, as listed in the guidance above, is under enforcement discretion, and does not require a premarket notification (510(k)) to market if it meets all criteria in the guidance. | This product code has been established in accordance with the may 20, 1997, guidance entitled, convenience kits interim regulatory guidance, found at http://www.fda.gov/downloads/MedicalDevices/DeviceRegulationandGuidance/GuidanceDocuments/ucm080217.pdf. This type of convenience kit, as listed in the guidance above, is under enforcement discretion, and does not require a premarket notification (510(k)) to market if it meets all criteria in the guidance. | This product code has been established in accordance with the may 20, 1997, guidance entitled, convenience kits interim regulatory guidance, found at http://www.fda.gov/downloads/MedicalDevices/DeviceRegulationandGuidance/GuidanceDocuments/ucm080217.pdf. This type of convenience kit, as listed in the guidance above, is under enforcement discretion, and does not require a premarket notification (510(k)) to market if it meets all criteria in the guidance. | N | N | Eligible
GU | GU | PPC | Male External Catheterization Kit (Excludes Hiv Testing) | 2 |  | N | N |  | 876.513 | 7 | This product code has been established in accordance with the may 20, 1997, guidance entitled, convenience kits interim regulatory guidance, found at http://www.fda.gov/downloads/MedicalDevices/DeviceRegulationandGuidance/GuidanceDocuments/ucm080217.pdf. This type of convenience kit, as listed in the guidance above, is under enforcement discretion, and does not require a premarket notification (510(k)) to market if it meets all criteria in the guidance. | This product code has been established in accordance with the may 20, 1997, guidance entitled, convenience kits interim regulatory guidance, found at http://www.fda.gov/downloads/MedicalDevices/DeviceRegulationandGuidance/GuidanceDocuments/ucm080217.pdf. This type of convenience kit, as listed in the guidance above, is under enforcement discretion, and does not require a premarket notification (510(k)) to market if it meets all criteria in the guidance. | This product code has been established in accordance with the may 20, 1997, guidance entitled, convenience kits interim regulatory guidance, found at http://www.fda.gov/downloads/MedicalDevices/DeviceRegulationandGuidance/GuidanceDocuments/ucm080217.pdf. This type of convenience kit, as listed in the guidance above, is under enforcement discretion, and does not require a premarket notification (510(k)) to market if it meets all criteria in the guidance. | This product code has been established in accordance with the may 20, 1997, guidance entitled, convenience kits interim regulatory guidance, found at http://www.fda.gov/downloads/MedicalDevices/DeviceRegulationandGuidance/GuidanceDocuments/ucm080217.pdf. This type of convenience kit, as listed in the guidance above, is under enforcement discretion, and does not require a premarket notification (510(k)) to market if it meets all criteria in the guidance. | N | N | Eligible
GU | GU | PPD | Universal Drainage Tray | 2 |  | N | N |  | 876.513 | 7 | This product code has been established in accordance with the may 20, 1997, guidance entitled, convenience kits interim regulatory guidance, found at http://www.fda.gov/downloads/MedicalDevices/DeviceRegulationandGuidance/GuidanceDocuments/ucm080217.pdf. This type of convenience kit, as listed in the guidance above, is under enforcement discretion, and does not require a premarket notification (510(k)) to market if it meets all criteria in the guidance. | This product code has been established in accordance with the may 20, 1997, guidance entitled, convenience kits interim regulatory guidance, found at http://www.fda.gov/downloads/MedicalDevices/DeviceRegulationandGuidance/GuidanceDocuments/ucm080217.pdf. This type of convenience kit, as listed in the guidance above, is under enforcement discretion, and does not require a premarket notification (510(k)) to market if it meets all criteria in the guidance. | This product code has been established in accordance with the may 20, 1997, guidance entitled, convenience kits interim regulatory guidance, found at http://www.fda.gov/downloads/MedicalDevices/DeviceRegulationandGuidance/GuidanceDocuments/ucm080217.pdf. This type of convenience kit, as listed in the guidance above, is under enforcement discretion, and does not require a premarket notification (510(k)) to market if it meets all criteria in the guidance. | This product code has been established in accordance with the may 20, 1997, guidance entitled, convenience kits interim regulatory guidance, found at http://www.fda.gov/downloads/MedicalDevices/DeviceRegulationandGuidance/GuidanceDocuments/ucm080217.pdf. This type of convenience kit, as listed in the guidance above, is under enforcement discretion, and does not require a premarket notification (510(k)) to market if it meets all criteria in the guidance. | N | N | Eligible
GU | GU | PPE | Nephroscope Set | 2 |  | N | N |  | 876.15 | 7 | This product code has been established in accordance with the may 20, 1997, guidance entitled, convenience kits interim regulatory guidance, found at http://www.fda.gov/downloads/MedicalDevices/DeviceRegulationandGuidance/GuidanceDocuments/ucm080217.pdf. This type of convenience kit, as listed in the guidance above, is under enforcement discretion, and does not require a premarket notification (510(k)) to market if it meets all criteria in the guidance. | This product code has been established in accordance with the may 20, 1997, guidance entitled, convenience kits interim regulatory guidance, found at http://www.fda.gov/downloads/MedicalDevices/DeviceRegulationandGuidance/GuidanceDocuments/ucm080217.pdf. This type of convenience kit, as listed in the guidance above, is under enforcement discretion, and does not require a premarket notification (510(k)) to market if it meets all criteria in the guidance. | This product code has been established in accordance with the may 20, 1997, guidance entitled, convenience kits interim regulatory guidance, found at http://www.fda.gov/downloads/MedicalDevices/DeviceRegulationandGuidance/GuidanceDocuments/ucm080217.pdf. This type of convenience kit, as listed in the guidance above, is under enforcement discretion, and does not require a premarket notification (510(k)) to market if it meets all criteria in the guidance. | This product code has been established in accordance with the may 20, 1997, guidance entitled, convenience kits interim regulatory guidance, found at http://www.fda.gov/downloads/MedicalDevices/DeviceRegulationandGuidance/GuidanceDocuments/ucm080217.pdf. This type of convenience kit, as listed in the guidance above, is under enforcement discretion, and does not require a premarket notification (510(k)) to market if it meets all criteria in the guidance. | N | N | Ineligible
GU | GU | PPF | Urinary Irrigation Kit | 2 |  | N | N |  | 876.513 | 7 | This product code has been established in accordance with the may 20, 1997, guidance entitled, convenience kits interim regulatory guidance, found at http://www.fda.gov/downloads/MedicalDevices/DeviceRegulationandGuidance/GuidanceDocuments/ucm080217.pdf. This type of convenience kit, as listed in the guidance above, is under enforcement discretion, and does not require a premarket notification (510(k)) to market if it meets all criteria in the guidance. | This product code has been established in accordance with the may 20, 1997, guidance entitled, convenience kits interim regulatory guidance, found at http://www.fda.gov/downloads/MedicalDevices/DeviceRegulationandGuidance/GuidanceDocuments/ucm080217.pdf. This type of convenience kit, as listed in the guidance above, is under enforcement discretion, and does not require a premarket notification (510(k)) to market if it meets all criteria in the guidance. | This product code has been established in accordance with the may 20, 1997, guidance entitled, convenience kits interim regulatory guidance, found at http://www.fda.gov/downloads/MedicalDevices/DeviceRegulationandGuidance/GuidanceDocuments/ucm080217.pdf. This type of convenience kit, as listed in the guidance above, is under enforcement discretion, and does not require a premarket notification (510(k)) to market if it meets all criteria in the guidance. | This product code has been established in accordance with the may 20, 1997, guidance entitled, convenience kits interim regulatory guidance, found at http://www.fda.gov/downloads/MedicalDevices/DeviceRegulationandGuidance/GuidanceDocuments/ucm080217.pdf. This type of convenience kit, as listed in the guidance above, is under enforcement discretion, and does not require a premarket notification (510(k)) to market if it meets all criteria in the guidance. | N | N | Eligible
GU | GU | PPG | Urinary Drainage Collection Kit | 2 |  | N | N |  | 876.513 | 7 | This product code has been established in accordance with the may 20, 1997, guidance entitled, convenience kits interim regulatory guidance, found at http://www.fda.gov/downloads/MedicalDevices/DeviceRegulationandGuidance/GuidanceDocuments/ucm080217.pdf. This type of convenience kit, as listed in the guidance above, is under enforcement discretion, and does not require a premarket notification (510(k)) to market if it meets all criteria in the guidance. | This product code has been established in accordance with the may 20, 1997, guidance entitled, convenience kits interim regulatory guidance, found at http://www.fda.gov/downloads/MedicalDevices/DeviceRegulationandGuidance/GuidanceDocuments/ucm080217.pdf. This type of convenience kit, as listed in the guidance above, is under enforcement discretion, and does not require a premarket notification (510(k)) to market if it meets all criteria in the guidance. | This product code has been established in accordance with the may 20, 1997, guidance entitled, convenience kits interim regulatory guidance, found at http://www.fda.gov/downloads/MedicalDevices/DeviceRegulationandGuidance/GuidanceDocuments/ucm080217.pdf. This type of convenience kit, as listed in the guidance above, is under enforcement discretion, and does not require a premarket notification (510(k)) to market if it meets all criteria in the guidance. | This product code has been established in accordance with the may 20, 1997, guidance entitled, convenience kits interim regulatory guidance, found at http://www.fda.gov/downloads/MedicalDevices/DeviceRegulationandGuidance/GuidanceDocuments/ucm080217.pdf. This type of convenience kit, as listed in the guidance above, is under enforcement discretion, and does not require a premarket notification (510(k)) to market if it meets all criteria in the guidance. | N | N | Eligible
GU | GU | PPH | Single Needle With Uni-Directional Pump Kit | 2 |  | N | N |  | 876.582 | 7 | This product code has been established in accordance with the may 20, 1997, guidance entitled, convenience kits interim regulatory guidance, found at http://www.fda.gov/downloads/MedicalDevices/DeviceRegulationandGuidance/GuidanceDocuments/ucm080217.pdf. This type of convenience kit, as listed in the guidance above, is under enforcement discretion, and does not require a premarket notification (510(k)) to market if it meets all criteria in the guidance. | This product code has been established in accordance with the may 20, 1997, guidance entitled, convenience kits interim regulatory guidance, found at http://www.fda.gov/downloads/MedicalDevices/DeviceRegulationandGuidance/GuidanceDocuments/ucm080217.pdf. This type of convenience kit, as listed in the guidance above, is under enforcement discretion, and does not require a premarket notification (510(k)) to market if it meets all criteria in the guidance. | This product code has been established in accordance with the may 20, 1997, guidance entitled, convenience kits interim regulatory guidance, found at http://www.fda.gov/downloads/MedicalDevices/DeviceRegulationandGuidance/GuidanceDocuments/ucm080217.pdf. This type of convenience kit, as listed in the guidance above, is under enforcement discretion, and does not require a premarket notification (510(k)) to market if it meets all criteria in the guidance. | This product code has been established in accordance with the may 20, 1997, guidance entitled, convenience kits interim regulatory guidance, found at http://www.fda.gov/downloads/MedicalDevices/DeviceRegulationandGuidance/GuidanceDocuments/ucm080217.pdf. This type of convenience kit, as listed in the guidance above, is under enforcement discretion, and does not require a premarket notification (510(k)) to market if it meets all criteria in the guidance. | N | N | Eligible
GU | GU | PPI | Hemodialysis Tray (Not A Start/Stop Kit) | 2 |  | N | N |  | 876.582 | 7 | This product code has been established in accordance with the may 20, 1997, guidance entitled, convenience kits interim regulatory guidance, found at http://www.fda.gov/downloads/MedicalDevices/DeviceRegulationandGuidance/GuidanceDocuments/ucm080217.pdf. This type of convenience kit, as listed in the guidance above, is under enforcement discretion, and does not require a premarket notification (510(k)) to market if it meets all criteria in the guidance. | This product code has been established in accordance with the may 20, 1997, guidance entitled, convenience kits interim regulatory guidance, found at http://www.fda.gov/downloads/MedicalDevices/DeviceRegulationandGuidance/GuidanceDocuments/ucm080217.pdf. This type of convenience kit, as listed in the guidance above, is under enforcement discretion, and does not require a premarket notification (510(k)) to market if it meets all criteria in the guidance. | This product code has been established in accordance with the may 20, 1997, guidance entitled, convenience kits interim regulatory guidance, found at http://www.fda.gov/downloads/MedicalDevices/DeviceRegulationandGuidance/GuidanceDocuments/ucm080217.pdf. This type of convenience kit, as listed in the guidance above, is under enforcement discretion, and does not require a premarket notification (510(k)) to market if it meets all criteria in the guidance. | This product code has been established in accordance with the may 20, 1997, guidance entitled, convenience kits interim regulatory guidance, found at http://www.fda.gov/downloads/MedicalDevices/DeviceRegulationandGuidance/GuidanceDocuments/ucm080217.pdf. This type of convenience kit, as listed in the guidance above, is under enforcement discretion, and does not require a premarket notification (510(k)) to market if it meets all criteria in the guidance. | N | N | Eligible
GU | GU | PPJ | Peritoneal Dialysis Administration Kit | 2 |  | N | N |  | 876.563 | 7 | This product code has been established in accordance with the may 20, 1997, guidance entitled, convenience kits interim regulatory guidance, found at http://www.fda.gov/downloads/MedicalDevices/DeviceRegulationandGuidance/GuidanceDocuments/ucm080217.pdf. This type of convenience kit, as listed in the guidance above, is under enforcement discretion, and does not require a premarket notification (510(k)) to market if it meets all criteria in the guidance. | This product code has been established in accordance with the may 20, 1997, guidance entitled, convenience kits interim regulatory guidance, found at http://www.fda.gov/downloads/MedicalDevices/DeviceRegulationandGuidance/GuidanceDocuments/ucm080217.pdf. This type of convenience kit, as listed in the guidance above, is under enforcement discretion, and does not require a premarket notification (510(k)) to market if it meets all criteria in the guidance. | This product code has been established in accordance with the may 20, 1997, guidance entitled, convenience kits interim regulatory guidance, found at http://www.fda.gov/downloads/MedicalDevices/DeviceRegulationandGuidance/GuidanceDocuments/ucm080217.pdf. This type of convenience kit, as listed in the guidance above, is under enforcement discretion, and does not require a premarket notification (510(k)) to market if it meets all criteria in the guidance. | This product code has been established in accordance with the may 20, 1997, guidance entitled, convenience kits interim regulatory guidance, found at http://www.fda.gov/downloads/MedicalDevices/DeviceRegulationandGuidance/GuidanceDocuments/ucm080217.pdf. This type of convenience kit, as listed in the guidance above, is under enforcement discretion, and does not require a premarket notification (510(k)) to market if it meets all criteria in the guidance. | N | N | Eligible
GU | GU | PPK | Peritoneal Dialysis Tubing Kit | 2 |  | N | N |  | 876.563 | 7 | This product code has been established in accordance with the may 20, 1997, guidance entitled, convenience kits interim regulatory guidance, found at http://www.fda.gov/downloads/MedicalDevices/DeviceRegulationandGuidance/GuidanceDocuments/ucm080217.pdf. This type of convenience kit, as listed in the guidance above, is under enforcement discretion, and does not require a premarket notification (510(k)) to market if it meets all criteria in the guidance. | This product code has been established in accordance with the may 20, 1997, guidance entitled, convenience kits interim regulatory guidance, found at http://www.fda.gov/downloads/MedicalDevices/DeviceRegulationandGuidance/GuidanceDocuments/ucm080217.pdf. This type of convenience kit, as listed in the guidance above, is under enforcement discretion, and does not require a premarket notification (510(k)) to market if it meets all criteria in the guidance. | This product code has been established in accordance with the may 20, 1997, guidance entitled, convenience kits interim regulatory guidance, found at http://www.fda.gov/downloads/MedicalDevices/DeviceRegulationandGuidance/GuidanceDocuments/ucm080217.pdf. This type of convenience kit, as listed in the guidance above, is under enforcement discretion, and does not require a premarket notification (510(k)) to market if it meets all criteria in the guidance. | This product code has been established in accordance with the may 20, 1997, guidance entitled, convenience kits interim regulatory guidance, found at http://www.fda.gov/downloads/MedicalDevices/DeviceRegulationandGuidance/GuidanceDocuments/ucm080217.pdf. This type of convenience kit, as listed in the guidance above, is under enforcement discretion, and does not require a premarket notification (510(k)) to market if it meets all criteria in the guidance. | N | N | Eligible
GU | GU | PPL | Single Needle (Co-Axial Flow) Dialysis Kit | 2 |  | N | N |  | 876.582 | 7 | This product code has been established in accordance with the may 20, 1997, guidance entitled, convenience kits interim regulatory guidance, found at http://www.fda.gov/downloads/MedicalDevices/DeviceRegulationandGuidance/GuidanceDocuments/ucm080217.pdf. This type of convenience kit, as listed in the guidance above, is under enforcement discretion, and does not require a premarket notification (510(k)) to market if it meets all criteria in the guidance. | This product code has been established in accordance with the may 20, 1997, guidance entitled, convenience kits interim regulatory guidance, found at http://www.fda.gov/downloads/MedicalDevices/DeviceRegulationandGuidance/GuidanceDocuments/ucm080217.pdf. This type of convenience kit, as listed in the guidance above, is under enforcement discretion, and does not require a premarket notification (510(k)) to market if it meets all criteria in the guidance. | This product code has been established in accordance with the may 20, 1997, guidance entitled, convenience kits interim regulatory guidance, found at http://www.fda.gov/downloads/MedicalDevices/DeviceRegulationandGuidance/GuidanceDocuments/ucm080217.pdf. This type of convenience kit, as listed in the guidance above, is under enforcement discretion, and does not require a premarket notification (510(k)) to market if it meets all criteria in the guidance. | This product code has been established in accordance with the may 20, 1997, guidance entitled, convenience kits interim regulatory guidance, found at http://www.fda.gov/downloads/MedicalDevices/DeviceRegulationandGuidance/GuidanceDocuments/ucm080217.pdf. This type of convenience kit, as listed in the guidance above, is under enforcement discretion, and does not require a premarket notification (510(k)) to market if it meets all criteria in the guidance. | N | N | Eligible
GU | GU | PPO | Multi-Lumen Hemodialysis Catheterization Kit | 2 |  | N | N |  | 876.554 | 7 | This product code has been established in accordance with the May 20, 1997, guidance entitled, convenience kits interim regulatory guidance, found at http://www.fda.gov/downloads/MedicalDevices/DeviceRegulationandGuidance/GuidanceDocuments/ucm080217.pdf. This type of convenience kit, as listed in the guidance above, is under enforcement discretion, and does not require a premarket notification (510(k)) to market if it meets all criteria in the guidance. | This product code has been established in accordance with the May 20, 1997, guidance entitled, convenience kits interim regulatory guidance, found at http://www.fda.gov/downloads/MedicalDevices/DeviceRegulationandGuidance/GuidanceDocuments/ucm080217.pdf. This type of convenience kit, as listed in the guidance above, is under enforcement discretion, and does not require a premarket notification (510(k)) to market if it meets all criteria in the guidance. | This product code has been established in accordance with the May 20, 1997, guidance entitled, convenience kits interim regulatory guidance, found at http://www.fda.gov/downloads/MedicalDevices/DeviceRegulationandGuidance/GuidanceDocuments/ucm080217.pdf. This type of convenience kit, as listed in the guidance above, is under enforcement discretion, and does not require a premarket notification (510(k)) to market if it meets all criteria in the guidance. | This product code has been established in accordance with the May 20, 1997, guidance entitled, convenience kits interim regulatory guidance, found at http://www.fda.gov/downloads/MedicalDevices/DeviceRegulationandGuidance/GuidanceDocuments/ucm080217.pdf. This type of convenience kit, as listed in the guidance above, is under enforcement discretion, and does not require a premarket notification (510(k)) to market if it meets all criteria in the guidance. | N | N | Ineligible
GU | GU | PQE | Ostomy Care Kit | 1 |  | N | N |  | 876.59 | 7 | This product code has been established in accordance with the May 20, 1997, guidance entitled, convenience kits interim regulatory guidance, found at http://www.fda.gov/downloads/MedicalDevices/DeviceRegulationandGuidance/GuidanceDocuments/ucm080217.pdf. This type of convenience kit, as listed in the guidance above, is under enforcement discretion, and does not require a premarket notification (510(k)) to market if it meets all criteria in the guidance. | This product code has been established in accordance with the May 20, 1997, guidance entitled, convenience kits interim regulatory guidance, found at http://www.fda.gov/downloads/MedicalDevices/DeviceRegulationandGuidance/GuidanceDocuments/ucm080217.pdf. This type of convenience kit, as listed in the guidance above, is under enforcement discretion, and does not require a premarket notification (510(k)) to market if it meets all criteria in the guidance. | This product code has been established in accordance with the May 20, 1997, guidance entitled, convenience kits interim regulatory guidance, found at http://www.fda.gov/downloads/MedicalDevices/DeviceRegulationandGuidance/GuidanceDocuments/ucm080217.pdf. This type of convenience kit, as listed in the guidance above, is under enforcement discretion, and does not require a premarket notification (510(k)) to market if it meets all criteria in the guidance. | This product code has been established in accordance with the May 20, 1997, guidance entitled, convenience kits interim regulatory guidance, found at http://www.fda.gov/downloads/MedicalDevices/DeviceRegulationandGuidance/GuidanceDocuments/ucm080217.pdf. This type of convenience kit, as listed in the guidance above, is under enforcement discretion, and does not require a premarket notification (510(k)) to market if it meets all criteria in the guidance. | N | N | Ineligible
GU | GU | PRM | Enteral Administration Kit (Adult & Pediatric) | 2 |  | N | N |  | 876.598 | 4 | This product code has been established in accordance with the May 20, 1997, guidance entitled, convenience kits interim regulatory guidance, found at http://www.fda.gov/downloads/MedicalDevices/DeviceRegulationandGuidance/GuidanceDocuments/ucm080217.pdf. This type of convenience kit, as listed in the guidance above, is under enforcement discretion, and does not require a premarket notification (510(k)) to market if it meets all criteria in the guidance. | This product code has been established in accordance with the May 20, 1997, guidance entitled, convenience kits interim regulatory guidance, found at http://www.fda.gov/downloads/MedicalDevices/DeviceRegulationandGuidance/GuidanceDocuments/ucm080217.pdf. This type of convenience kit, as listed in the guidance above, is under enforcement discretion, and does not require a premarket notification (510(k)) to market if it meets all criteria in the guidance. | This product code has been established in accordance with the May 20, 1997, guidance entitled, convenience kits interim regulatory guidance, found at http://www.fda.gov/downloads/MedicalDevices/DeviceRegulationandGuidance/GuidanceDocuments/ucm080217.pdf. This type of convenience kit, as listed in the guidance above, is under enforcement discretion, and does not require a premarket notification (510(k)) to market if it meets all criteria in the guidance. | This product code has been established in accordance with the May 20, 1997, guidance entitled, convenience kits interim regulatory guidance, found at http://www.fda.gov/downloads/MedicalDevices/DeviceRegulationandGuidance/GuidanceDocuments/ucm080217.pdf. This type of convenience kit, as listed in the guidance above, is under enforcement discretion, and does not require a premarket notification (510(k)) to market if it meets all criteria in the guidance. | N | N | Ineligible
GU | GU | PRO | Anti-Regurgitation Blood Tubing Kit | 2 |  | N | N |  | 876.582 | 7 | This product code has been established in accordance with the May 20, 1997, guidance entitled, convenience kits interim regulatory guidance, found at http://www.fda.gov/downloads/MedicalDevices/DeviceRegulationandGuidance/GuidanceDocuments/ucm080217.pdf. This type of convenience kit, as listed in the guidance above, is under enforcement discretion, and does not require a premarket notification (510(k)) to market if it meets all criteria in the guidance. | This product code has been established in accordance with the May 20, 1997, guidance entitled, convenience kits interim regulatory guidance, found at http://www.fda.gov/downloads/MedicalDevices/DeviceRegulationandGuidance/GuidanceDocuments/ucm080217.pdf. This type of convenience kit, as listed in the guidance above, is under enforcement discretion, and does not require a premarket notification (510(k)) to market if it meets all criteria in the guidance. | This product code has been established in accordance with the May 20, 1997, guidance entitled, convenience kits interim regulatory guidance, found at http://www.fda.gov/downloads/MedicalDevices/DeviceRegulationandGuidance/GuidanceDocuments/ucm080217.pdf. This type of convenience kit, as listed in the guidance above, is under enforcement discretion, and does not require a premarket notification (510(k)) to market if it meets all criteria in the guidance. | This product code has been established in accordance with the May 20, 1997, guidance entitled, convenience kits interim regulatory guidance, found at http://www.fda.gov/downloads/MedicalDevices/DeviceRegulationandGuidance/GuidanceDocuments/ucm080217.pdf. This type of convenience kit, as listed in the guidance above, is under enforcement discretion, and does not require a premarket notification (510(k)) to market if it meets all criteria in the guidance. | N | N | Ineligible
GU | GU | PRP | Balloon Gastrostomy Tube Kit | 2 |  | N | N |  | 876.598 | 7 | This product code has been established in accordance with the May 20, 1997, guidance entitled, convenience kits interim regulatory guidance, found at http://www.fda.gov/downloads/MedicalDevices/DeviceRegulationandGuidance/GuidanceDocuments/ucm080217.pdf. This type of convenience kit, as listed in the guidance above, is under enforcement discretion, and does not require a premarket notification (510(k)) to market if it meets all criteria in the guidance. | This product code has been established in accordance with the May 20, 1997, guidance entitled, convenience kits interim regulatory guidance, found at http://www.fda.gov/downloads/MedicalDevices/DeviceRegulationandGuidance/GuidanceDocuments/ucm080217.pdf. This type of convenience kit, as listed in the guidance above, is under enforcement discretion, and does not require a premarket notification (510(k)) to market if it meets all criteria in the guidance. | This product code has been established in accordance with the May 20, 1997, guidance entitled, convenience kits interim regulatory guidance, found at http://www.fda.gov/downloads/MedicalDevices/DeviceRegulationandGuidance/GuidanceDocuments/ucm080217.pdf. This type of convenience kit, as listed in the guidance above, is under enforcement discretion, and does not require a premarket notification (510(k)) to market if it meets all criteria in the guidance. | This product code has been established in accordance with the May 20, 1997, guidance entitled, convenience kits interim regulatory guidance, found at http://www.fda.gov/downloads/MedicalDevices/DeviceRegulationandGuidance/GuidanceDocuments/ucm080217.pdf. This type of convenience kit, as listed in the guidance above, is under enforcement discretion, and does not require a premarket notification (510(k)) to market if it meets all criteria in the guidance. | N | N | Ineligible
GU | GU | PRQ | Esophageal Dilator Kit | 2 |  | N | N |  | 876.5365 | 7 | This product code has been established in accordance with the May 20, 1997, guidance entitled, convenience kits interim regulatory guidance, found at http://www.fda.gov/downloads/MedicalDevices/DeviceRegulationandGuidance/GuidanceDocuments/ucm080217.pdf. This type of convenience kit, as listed in the guidance above, is under enforcement discretion, and does not require a premarket notification (510(k)) to market if it meets all criteria in the guidance. | This product code has been established in accordance with the May 20, 1997, guidance entitled, convenience kits interim regulatory guidance, found at http://www.fda.gov/downloads/MedicalDevices/DeviceRegulationandGuidance/GuidanceDocuments/ucm080217.pdf. This type of convenience kit, as listed in the guidance above, is under enforcement discretion, and does not require a premarket notification (510(k)) to market if it meets all criteria in the guidance. | This product code has been established in accordance with the May 20, 1997, guidance entitled, convenience kits interim regulatory guidance, found at http://www.fda.gov/downloads/MedicalDevices/DeviceRegulationandGuidance/GuidanceDocuments/ucm080217.pdf. This type of convenience kit, as listed in the guidance above, is under enforcement discretion, and does not require a premarket notification (510(k)) to market if it meets all criteria in the guidance. | This product code has been established in accordance with the May 20, 1997, guidance entitled, convenience kits interim regulatory guidance, found at http://www.fda.gov/downloads/MedicalDevices/DeviceRegulationandGuidance/GuidanceDocuments/ucm080217.pdf. This type of convenience kit, as listed in the guidance above, is under enforcement discretion, and does not require a premarket notification (510(k)) to market if it meets all criteria in the guidance. | N | N | Ineligible
GU | GU | PRR | Feeding Tube Kit | 2 |  | N | N |  | 876.598 | 7 | This product code has been established in accordance with the May 20, 1997, guidance entitled, convenience kits interim regulatory guidance, found at http://www.fda.gov/downloads/MedicalDevices/DeviceRegulationandGuidance/GuidanceDocuments/ucm080217.pdf. This type of convenience kit, as listed in the guidance above, is under enforcement discretion, and does not require a premarket notification (510(k)) to market if it meets all criteria in the guidance. | This product code has been established in accordance with the May 20, 1997, guidance entitled, convenience kits interim regulatory guidance, found at http://www.fda.gov/downloads/MedicalDevices/DeviceRegulationandGuidance/GuidanceDocuments/ucm080217.pdf. This type of convenience kit, as listed in the guidance above, is under enforcement discretion, and does not require a premarket notification (510(k)) to market if it meets all criteria in the guidance. | This product code has been established in accordance with the May 20, 1997, guidance entitled, convenience kits interim regulatory guidance, found at http://www.fda.gov/downloads/MedicalDevices/DeviceRegulationandGuidance/GuidanceDocuments/ucm080217.pdf. This type of convenience kit, as listed in the guidance above, is under enforcement discretion, and does not require a premarket notification (510(k)) to market if it meets all criteria in the guidance. | This product code has been established in accordance with the May 20, 1997, guidance entitled, convenience kits interim regulatory guidance, found at http://www.fda.gov/downloads/MedicalDevices/DeviceRegulationandGuidance/GuidanceDocuments/ucm080217.pdf. This type of convenience kit, as listed in the guidance above, is under enforcement discretion, and does not require a premarket notification (510(k)) to market if it meets all criteria in the guidance. | N | N | Ineligible
GU | GU | PRS | Gastric Colonic Catheter Irrigation Kit | 2 |  | N | N |  | 876.598 | 7 | This product code has been established in accordance with the May 20, 1997, guidance entitled, convenience kits interim regulatory guidance, found at http://www.fda.gov/downloads/MedicalDevices/DeviceRegulationandGuidance/GuidanceDocuments/ucm080217.pdf. This type of convenience kit, as listed in the guidance above, is under enforcement discretion, and does not require a premarket notification (510(k)) to market if it meets all criteria in the guidance. | This product code has been established in accordance with the May 20, 1997, guidance entitled, convenience kits interim regulatory guidance, found at http://www.fda.gov/downloads/MedicalDevices/DeviceRegulationandGuidance/GuidanceDocuments/ucm080217.pdf. This type of convenience kit, as listed in the guidance above, is under enforcement discretion, and does not require a premarket notification (510(k)) to market if it meets all criteria in the guidance. | This product code has been established in accordance with the May 20, 1997, guidance entitled, convenience kits interim regulatory guidance, found at http://www.fda.gov/downloads/MedicalDevices/DeviceRegulationandGuidance/GuidanceDocuments/ucm080217.pdf. This type of convenience kit, as listed in the guidance above, is under enforcement discretion, and does not require a premarket notification (510(k)) to market if it meets all criteria in the guidance. | This product code has been established in accordance with the May 20, 1997, guidance entitled, convenience kits interim regulatory guidance, found at http://www.fda.gov/downloads/MedicalDevices/DeviceRegulationandGuidance/GuidanceDocuments/ucm080217.pdf. This type of convenience kit, as listed in the guidance above, is under enforcement discretion, and does not require a premarket notification (510(k)) to market if it meets all criteria in the guidance. | N | N | Ineligible
GU | GU | PRT | Gastric Irrigation And Aspiration Kit | 2 |  | N | N |  | 876.598 | 7 | This product code has been established in accordance with the May 20, 1997, guidance entitled, convenience kits interim regulatory guidance, found at http://www.fda.gov/downloads/MedicalDevices/DeviceRegulationandGuidance/GuidanceDocuments/ucm080217.pdf. This type of convenience kit, as listed in the guidance above, is under enforcement discretion, and does not require a premarket notification (510(k)) to market if it meets all criteria in the guidance. | This product code has been established in accordance with the May 20, 1997, guidance entitled, convenience kits interim regulatory guidance, found at http://www.fda.gov/downloads/MedicalDevices/DeviceRegulationandGuidance/GuidanceDocuments/ucm080217.pdf. This type of convenience kit, as listed in the guidance above, is under enforcement discretion, and does not require a premarket notification (510(k)) to market if it meets all criteria in the guidance. | This product code has been established in accordance with the May 20, 1997, guidance entitled, convenience kits interim regulatory guidance, found at http://www.fda.gov/downloads/MedicalDevices/DeviceRegulationandGuidance/GuidanceDocuments/ucm080217.pdf. This type of convenience kit, as listed in the guidance above, is under enforcement discretion, and does not require a premarket notification (510(k)) to market if it meets all criteria in the guidance. | This product code has been established in accordance with the May 20, 1997, guidance entitled, convenience kits interim regulatory guidance, found at http://www.fda.gov/downloads/MedicalDevices/DeviceRegulationandGuidance/GuidanceDocuments/ucm080217.pdf. This type of convenience kit, as listed in the guidance above, is under enforcement discretion, and does not require a premarket notification (510(k)) to market if it meets all criteria in the guidance. | N | N | Ineligible
GU | GU | PRU | Gastric Lavage Kit (Adult Or Pediatric Use) | 2 |  | N | N |  | 876.437 | 7 | This product code has been established in accordance with the May 20, 1997, guidance entitled, convenience kits interim regulatory guidance, found at http://www.fda.gov/downloads/MedicalDevices/DeviceRegulationandGuidance/GuidanceDocuments/ucm080217.pdf. This type of convenience kit, as listed in the guidance above, is under enforcement discretion, and does not require a premarket notification (510(k)) to market if it meets all criteria in the guidance. | This product code has been established in accordance with the May 20, 1997, guidance entitled, convenience kits interim regulatory guidance, found at http://www.fda.gov/downloads/MedicalDevices/DeviceRegulationandGuidance/GuidanceDocuments/ucm080217.pdf. This type of convenience kit, as listed in the guidance above, is under enforcement discretion, and does not require a premarket notification (510(k)) to market if it meets all criteria in the guidance. | This product code has been established in accordance with the May 20, 1997, guidance entitled, convenience kits interim regulatory guidance, found at http://www.fda.gov/downloads/MedicalDevices/DeviceRegulationandGuidance/GuidanceDocuments/ucm080217.pdf. This type of convenience kit, as listed in the guidance above, is under enforcement discretion, and does not require a premarket notification (510(k)) to market if it meets all criteria in the guidance. | This product code has been established in accordance with the May 20, 1997, guidance entitled, convenience kits interim regulatory guidance, found at http://www.fda.gov/downloads/MedicalDevices/DeviceRegulationandGuidance/GuidanceDocuments/ucm080217.pdf. This type of convenience kit, as listed in the guidance above, is under enforcement discretion, and does not require a premarket notification (510(k)) to market if it meets all criteria in the guidance. | N | N | Ineligible
GU | GU | PRV | Gastro-Urology Biopsy Kit | 2 |  | N | N |  | 876.1075 | 7 | This product code has been established in accordance with the May 20, 1997, guidance entitled, convenience kits interim regulatory guidance, found at http://www.fda.gov/downloads/MedicalDevices/DeviceRegulationandGuidance/GuidanceDocuments/ucm080217.pdf. This type of convenience kit, as listed in the guidance above, is under enforcement discretion, and does not require a premarket notification (510(k)) to market if it meets all criteria in the guidance. | This product code has been established in accordance with the May 20, 1997, guidance entitled, convenience kits interim regulatory guidance, found at http://www.fda.gov/downloads/MedicalDevices/DeviceRegulationandGuidance/GuidanceDocuments/ucm080217.pdf. This type of convenience kit, as listed in the guidance above, is under enforcement discretion, and does not require a premarket notification (510(k)) to market if it meets all criteria in the guidance. | This product code has been established in accordance with the May 20, 1997, guidance entitled, convenience kits interim regulatory guidance, found at http://www.fda.gov/downloads/MedicalDevices/DeviceRegulationandGuidance/GuidanceDocuments/ucm080217.pdf. This type of convenience kit, as listed in the guidance above, is under enforcement discretion, and does not require a premarket notification (510(k)) to market if it meets all criteria in the guidance. | This product code has been established in accordance with the May 20, 1997, guidance entitled, convenience kits interim regulatory guidance, found at http://www.fda.gov/downloads/MedicalDevices/DeviceRegulationandGuidance/GuidanceDocuments/ucm080217.pdf. This type of convenience kit, as listed in the guidance above, is under enforcement discretion, and does not require a premarket notification (510(k)) to market if it meets all criteria in the guidance. | N | N | Ineligible
GU | GU | PRW | Gastrointestinal Tube Kit | 2 |  | N | N |  | 876.598 | 7 | This product code has been established in accordance with the May 20, 1997, guidance entitled, convenience kits interim regulatory guidance, found at http://www.fda.gov/downloads/MedicalDevices/DeviceRegulationandGuidance/GuidanceDocuments/ucm080217.pdf. This type of convenience kit, as listed in the guidance above, is under enforcement discretion, and does not require a premarket notification (510(k)) to market if it meets all criteria in the guidance. | This product code has been established in accordance with the May 20, 1997, guidance entitled, convenience kits interim regulatory guidance, found at http://www.fda.gov/downloads/MedicalDevices/DeviceRegulationandGuidance/GuidanceDocuments/ucm080217.pdf. This type of convenience kit, as listed in the guidance above, is under enforcement discretion, and does not require a premarket notification (510(k)) to market if it meets all criteria in the guidance. | This product code has been established in accordance with the May 20, 1997, guidance entitled, convenience kits interim regulatory guidance, found at http://www.fda.gov/downloads/MedicalDevices/DeviceRegulationandGuidance/GuidanceDocuments/ucm080217.pdf. This type of convenience kit, as listed in the guidance above, is under enforcement discretion, and does not require a premarket notification (510(k)) to market if it meets all criteria in the guidance. | This product code has been established in accordance with the May 20, 1997, guidance entitled, convenience kits interim regulatory guidance, found at http://www.fda.gov/downloads/MedicalDevices/DeviceRegulationandGuidance/GuidanceDocuments/ucm080217.pdf. This type of convenience kit, as listed in the guidance above, is under enforcement discretion, and does not require a premarket notification (510(k)) to market if it meets all criteria in the guidance. | N | N | Ineligible
GU | GU | PRX | Gastrostomy Guide Wire Placement Kit | 2 |  | N | N |  | 876.598 | 7 | This product code has been established in accordance with the May 20, 1997, guidance entitled, convenience kits interim regulatory guidance, found at http://www.fda.gov/downloads/MedicalDevices/DeviceRegulationandGuidance/GuidanceDocuments/ucm080217.pdf. This type of convenience kit, as listed in the guidance above, is under enforcement discretion, and does not require a premarket notification (510(k)) to market if it meets all criteria in the guidance. | This product code has been established in accordance with the May 20, 1997, guidance entitled, convenience kits interim regulatory guidance, found at http://www.fda.gov/downloads/MedicalDevices/DeviceRegulationandGuidance/GuidanceDocuments/ucm080217.pdf. This type of convenience kit, as listed in the guidance above, is under enforcement discretion, and does not require a premarket notification (510(k)) to market if it meets all criteria in the guidance. | This product code has been established in accordance with the May 20, 1997, guidance entitled, convenience kits interim regulatory guidance, found at http://www.fda.gov/downloads/MedicalDevices/DeviceRegulationandGuidance/GuidanceDocuments/ucm080217.pdf. This type of convenience kit, as listed in the guidance above, is under enforcement discretion, and does not require a premarket notification (510(k)) to market if it meets all criteria in the guidance. | This product code has been established in accordance with the May 20, 1997, guidance entitled, convenience kits interim regulatory guidance, found at http://www.fda.gov/downloads/MedicalDevices/DeviceRegulationandGuidance/GuidanceDocuments/ucm080217.pdf. This type of convenience kit, as listed in the guidance above, is under enforcement discretion, and does not require a premarket notification (510(k)) to market if it meets all criteria in the guidance. | N | N | Ineligible
GU | GU | PRY | Gastrostomy Jejunostomy Feeding Tube Kit | 2 |  | N | N |  | 876.598 | 7 | This product code has been established in accordance with the May 20, 1997, guidance entitled, convenience kits interim regulatory guidance, found at http://www.fda.gov/downloads/MedicalDevices/DeviceRegulationandGuidance/GuidanceDocuments/ucm080217.pdf. This type of convenience kit, as listed in the guidance above, is under enforcement discretion, and does not require a premarket notification (510(k)) to market if it meets all criteria in the guidance. | This product code has been established in accordance with the May 20, 1997, guidance entitled, convenience kits interim regulatory guidance, found at http://www.fda.gov/downloads/MedicalDevices/DeviceRegulationandGuidance/GuidanceDocuments/ucm080217.pdf. This type of convenience kit, as listed in the guidance above, is under enforcement discretion, and does not require a premarket notification (510(k)) to market if it meets all criteria in the guidance. | This product code has been established in accordance with the May 20, 1997, guidance entitled, convenience kits interim regulatory guidance, found at http://www.fda.gov/downloads/MedicalDevices/DeviceRegulationandGuidance/GuidanceDocuments/ucm080217.pdf. This type of convenience kit, as listed in the guidance above, is under enforcement discretion, and does not require a premarket notification (510(k)) to market if it meets all criteria in the guidance. | This product code has been established in accordance with the May 20, 1997, guidance entitled, convenience kits interim regulatory guidance, found at http://www.fda.gov/downloads/MedicalDevices/DeviceRegulationandGuidance/GuidanceDocuments/ucm080217.pdf. This type of convenience kit, as listed in the guidance above, is under enforcement discretion, and does not require a premarket notification (510(k)) to market if it meets all criteria in the guidance. | N | N | Ineligible
GU | GU | PRZ | Gastrostomy Tube Kit | 2 |  | N | N |  | 876.598 | 7 | This product code has been established in accordance with the May 20, 1997, guidance entitled, convenience kits interim regulatory guidance, found at http://www.fda.gov/downloads/MedicalDevices/DeviceRegulationandGuidance/GuidanceDocuments/ucm080217.pdf. This type of convenience kit, as listed in the guidance above, is under enforcement discretion, and does not require a premarket notification (510(k)) to market if it meets all criteria in the guidance. | This product code has been established in accordance with the May 20, 1997, guidance entitled, convenience kits interim regulatory guidance, found at http://www.fda.gov/downloads/MedicalDevices/DeviceRegulationandGuidance/GuidanceDocuments/ucm080217.pdf. This type of convenience kit, as listed in the guidance above, is under enforcement discretion, and does not require a premarket notification (510(k)) to market if it meets all criteria in the guidance. | This product code has been established in accordance with the May 20, 1997, guidance entitled, convenience kits interim regulatory guidance, found at http://www.fda.gov/downloads/MedicalDevices/DeviceRegulationandGuidance/GuidanceDocuments/ucm080217.pdf. This type of convenience kit, as listed in the guidance above, is under enforcement discretion, and does not require a premarket notification (510(k)) to market if it meets all criteria in the guidance. | This product code has been established in accordance with the May 20, 1997, guidance entitled, convenience kits interim regulatory guidance, found at http://www.fda.gov/downloads/MedicalDevices/DeviceRegulationandGuidance/GuidanceDocuments/ucm080217.pdf. This type of convenience kit, as listed in the guidance above, is under enforcement discretion, and does not require a premarket notification (510(k)) to market if it meets all criteria in the guidance. | N | N | Ineligible
GU | GU | PSA | Laparoscopic Jejunostomy Kit | 2 |  | N | N |  | 876.598 | 7 | This product code has been established in accordance with the May 20, 1997, guidance entitled, convenience kits interim regulatory guidance, found at http://www.fda.gov/downloads/MedicalDevices/DeviceRegulationandGuidance/GuidanceDocuments/ucm080217.pdf. This type of convenience kit, as listed in the guidance above, is under enforcement discretion, and does not require a premarket notification (510(k)) to market if it meets all criteria in the guidance. | This product code has been established in accordance with the May 20, 1997, guidance entitled, convenience kits interim regulatory guidance, found at http://www.fda.gov/downloads/MedicalDevices/DeviceRegulationandGuidance/GuidanceDocuments/ucm080217.pdf. This type of convenience kit, as listed in the guidance above, is under enforcement discretion, and does not require a premarket notification (510(k)) to market if it meets all criteria in the guidance. | This product code has been established in accordance with the May 20, 1997, guidance entitled, convenience kits interim regulatory guidance, found at http://www.fda.gov/downloads/MedicalDevices/DeviceRegulationandGuidance/GuidanceDocuments/ucm080217.pdf. This type of convenience kit, as listed in the guidance above, is under enforcement discretion, and does not require a premarket notification (510(k)) to market if it meets all criteria in the guidance. | This product code has been established in accordance with the May 20, 1997, guidance entitled, convenience kits interim regulatory guidance, found at http://www.fda.gov/downloads/MedicalDevices/DeviceRegulationandGuidance/GuidanceDocuments/ucm080217.pdf. This type of convenience kit, as listed in the guidance above, is under enforcement discretion, and does not require a premarket notification (510(k)) to market if it meets all criteria in the guidance. | N | N | Ineligible
GU | GU | PSB | Nasogastric Feed Tube Kit | 2 |  | N | N |  | 876.598 | 7 | This product code has been established in accordance with the May 20, 1997, guidance entitled, convenience kits interim regulatory guidance, found at http://www.fda.gov/downloads/MedicalDevices/DeviceRegulationandGuidance/GuidanceDocuments/ucm080217.pdf. This type of convenience kit, as listed in the guidance above, is under enforcement discretion, and does not require a premarket notification (510(k)) to market if it meets all criteria in the guidance. | This product code has been established in accordance with the May 20, 1997, guidance entitled, convenience kits interim regulatory guidance, found at http://www.fda.gov/downloads/MedicalDevices/DeviceRegulationandGuidance/GuidanceDocuments/ucm080217.pdf. This type of convenience kit, as listed in the guidance above, is under enforcement discretion, and does not require a premarket notification (510(k)) to market if it meets all criteria in the guidance. | This product code has been established in accordance with the May 20, 1997, guidance entitled, convenience kits interim regulatory guidance, found at http://www.fda.gov/downloads/MedicalDevices/DeviceRegulationandGuidance/GuidanceDocuments/ucm080217.pdf. This type of convenience kit, as listed in the guidance above, is under enforcement discretion, and does not require a premarket notification (510(k)) to market if it meets all criteria in the guidance. | This product code has been established in accordance with the May 20, 1997, guidance entitled, convenience kits interim regulatory guidance, found at http://www.fda.gov/downloads/MedicalDevices/DeviceRegulationandGuidance/GuidanceDocuments/ucm080217.pdf. This type of convenience kit, as listed in the guidance above, is under enforcement discretion, and does not require a premarket notification (510(k)) to market if it meets all criteria in the guidance. | N | N | Ineligible
GU | GU | PSC | Nasogastric-Gastrojejunal Kit | 2 |  | N | N |  | 876.598 | 7 | This product code has been established in accordance with the May 20, 1997, guidance entitled, convenience kits interim regulatory guidance, found at http://www.fda.gov/downloads/MedicalDevices/DeviceRegulationandGuidance/GuidanceDocuments/ucm080217.pdf. This type of convenience kit, as listed in the guidance above, is under enforcement discretion, and does not require a premarket notification (510(k)) to market if it meets all criteria in the guidance. | This product code has been established in accordance with the May 20, 1997, guidance entitled, convenience kits interim regulatory guidance, found at http://www.fda.gov/downloads/MedicalDevices/DeviceRegulationandGuidance/GuidanceDocuments/ucm080217.pdf. This type of convenience kit, as listed in the guidance above, is under enforcement discretion, and does not require a premarket notification (510(k)) to market if it meets all criteria in the guidance. | This product code has been established in accordance with the May 20, 1997, guidance entitled, convenience kits interim regulatory guidance, found at http://www.fda.gov/downloads/MedicalDevices/DeviceRegulationandGuidance/GuidanceDocuments/ucm080217.pdf. This type of convenience kit, as listed in the guidance above, is under enforcement discretion, and does not require a premarket notification (510(k)) to market if it meets all criteria in the guidance. | This product code has been established in accordance with the May 20, 1997, guidance entitled, convenience kits interim regulatory guidance, found at http://www.fda.gov/downloads/MedicalDevices/DeviceRegulationandGuidance/GuidanceDocuments/ucm080217.pdf. This type of convenience kit, as listed in the guidance above, is under enforcement discretion, and does not require a premarket notification (510(k)) to market if it meets all criteria in the guidance. | N | N | Ineligible
GU | GU | PSD | Laparoscopic Gastrostomy Kit | 2 |  | N | N |  | 876.598 | 7 | This product code has been established in accordance with the May 20, 1997, guidance entitled, convenience kits interim regulatory guidance, found at http://www.fda.gov/downloads/MedicalDevices/DeviceRegulationandGuidance/GuidanceDocuments/ucm080217.pdf. This type of convenience kit, as listed in the guidance above, is under enforcement discretion, and does not require a premarket notification (510(k)) to market if it meets all criteria in the guidance. | This product code has been established in accordance with the May 20, 1997, guidance entitled, convenience kits interim regulatory guidance, found at http://www.fda.gov/downloads/MedicalDevices/DeviceRegulationandGuidance/GuidanceDocuments/ucm080217.pdf. This type of convenience kit, as listed in the guidance above, is under enforcement discretion, and does not require a premarket notification (510(k)) to market if it meets all criteria in the guidance. | This product code has been established in accordance with the May 20, 1997, guidance entitled, convenience kits interim regulatory guidance, found at http://www.fda.gov/downloads/MedicalDevices/DeviceRegulationandGuidance/GuidanceDocuments/ucm080217.pdf. This type of convenience kit, as listed in the guidance above, is under enforcement discretion, and does not require a premarket notification (510(k)) to market if it meets all criteria in the guidance. | This product code has been established in accordance with the May 20, 1997, guidance entitled, convenience kits interim regulatory guidance, found at http://www.fda.gov/downloads/MedicalDevices/DeviceRegulationandGuidance/GuidanceDocuments/ucm080217.pdf. This type of convenience kit, as listed in the guidance above, is under enforcement discretion, and does not require a premarket notification (510(k)) to market if it meets all criteria in the guidance. | N | N | Ineligible
GU | GU | PSE | Needle Catheter Jejunostomy Kit | 2 |  | N | N |  | 876.598 | 7 | This product code has been established in accordance with the May 20, 1997, guidance entitled, convenience kits interim regulatory guidance, found at http://www.fda.gov/downloads/MedicalDevices/DeviceRegulationandGuidance/GuidanceDocuments/ucm080217.pdf. This type of convenience kit, as listed in the guidance above, is under enforcement discretion, and does not require a premarket notification (510(k)) to market if it meets all criteria in the guidance. | This product code has been established in accordance with the May 20, 1997, guidance entitled, convenience kits interim regulatory guidance, found at http://www.fda.gov/downloads/MedicalDevices/DeviceRegulationandGuidance/GuidanceDocuments/ucm080217.pdf. This type of convenience kit, as listed in the guidance above, is under enforcement discretion, and does not require a premarket notification (510(k)) to market if it meets all criteria in the guidance. | This product code has been established in accordance with the May 20, 1997, guidance entitled, convenience kits interim regulatory guidance, found at http://www.fda.gov/downloads/MedicalDevices/DeviceRegulationandGuidance/GuidanceDocuments/ucm080217.pdf. This type of convenience kit, as listed in the guidance above, is under enforcement discretion, and does not require a premarket notification (510(k)) to market if it meets all criteria in the guidance. | This product code has been established in accordance with the May 20, 1997, guidance entitled, convenience kits interim regulatory guidance, found at http://www.fda.gov/downloads/MedicalDevices/DeviceRegulationandGuidance/GuidanceDocuments/ucm080217.pdf. This type of convenience kit, as listed in the guidance above, is under enforcement discretion, and does not require a premarket notification (510(k)) to market if it meets all criteria in the guidance. | N | N | Ineligible
GU | GU | PSF | Non-Balloon Replacement Gastrostomy System | 2 |  | N | N |  | 876.598 | 7 | This product code has been established in accordance with the May 20, 1997, guidance entitled, convenience kits interim regulatory guidance, found at http://www.fda.gov/downloads/MedicalDevices/DeviceRegulationandGuidance/GuidanceDocuments/ucm080217.pdf. This type of convenience kit, as listed in the guidance above, is under enforcement discretion, and does not require a premarket notification (510(k)) to market if it meets all criteria in the guidance. | This product code has been established in accordance with the May 20, 1997, guidance entitled, convenience kits interim regulatory guidance, found at http://www.fda.gov/downloads/MedicalDevices/DeviceRegulationandGuidance/GuidanceDocuments/ucm080217.pdf. This type of convenience kit, as listed in the guidance above, is under enforcement discretion, and does not require a premarket notification (510(k)) to market if it meets all criteria in the guidance. | This product code has been established in accordance with the May 20, 1997, guidance entitled, convenience kits interim regulatory guidance, found at http://www.fda.gov/downloads/MedicalDevices/DeviceRegulationandGuidance/GuidanceDocuments/ucm080217.pdf. This type of convenience kit, as listed in the guidance above, is under enforcement discretion, and does not require a premarket notification (510(k)) to market if it meets all criteria in the guidance. | This product code has been established in accordance with the May 20, 1997, guidance entitled, convenience kits interim regulatory guidance, found at http://www.fda.gov/downloads/MedicalDevices/DeviceRegulationandGuidance/GuidanceDocuments/ucm080217.pdf. This type of convenience kit, as listed in the guidance above, is under enforcement discretion, and does not require a premarket notification (510(k)) to market if it meets all criteria in the guidance. | N | N | Ineligible
GU | GU | PSG | Percutaneous Endoscopic Gastrostomy Kit | 2 |  | N | N |  | 876.598 | 7 | This product code has been established in accordance with the May 20, 1997, guidance entitled, convenience kits interim regulatory guidance, found at http://www.fda.gov/downloads/MedicalDevices/DeviceRegulationandGuidance/GuidanceDocuments/ucm080217.pdf. This type of convenience kit, as listed in the guidance above, is under enforcement discretion, and does not require a premarket notification (510(k)) to market if it meets all criteria in the guidance. | This product code has been established in accordance with the May 20, 1997, guidance entitled, convenience kits interim regulatory guidance, found at http://www.fda.gov/downloads/MedicalDevices/DeviceRegulationandGuidance/GuidanceDocuments/ucm080217.pdf. This type of convenience kit, as listed in the guidance above, is under enforcement discretion, and does not require a premarket notification (510(k)) to market if it meets all criteria in the guidance. | This product code has been established in accordance with the May 20, 1997, guidance entitled, convenience kits interim regulatory guidance, found at http://www.fda.gov/downloads/MedicalDevices/DeviceRegulationandGuidance/GuidanceDocuments/ucm080217.pdf. This type of convenience kit, as listed in the guidance above, is under enforcement discretion, and does not require a premarket notification (510(k)) to market if it meets all criteria in the guidance. | This product code has been established in accordance with the May 20, 1997, guidance entitled, convenience kits interim regulatory guidance, found at http://www.fda.gov/downloads/MedicalDevices/DeviceRegulationandGuidance/GuidanceDocuments/ucm080217.pdf. This type of convenience kit, as listed in the guidance above, is under enforcement discretion, and does not require a premarket notification (510(k)) to market if it meets all criteria in the guidance. | N | N | Ineligible
GU | GU | PSH | Percutaneous Replacement Gastrostomy Tube Kit | 2 |  | N | N |  | 876.598 | 7 | This product code has been established in accordance with the May 20, 1997, guidance entitled, convenience kits interim regulatory guidance, found at http://www.fda.gov/downloads/MedicalDevices/DeviceRegulationandGuidance/GuidanceDocuments/ucm080217.pdf. This type of convenience kit, as listed in the guidance above, is under enforcement discretion, and does not require a premarket notification (510(k)) to market if it meets all criteria in the guidance. | This product code has been established in accordance with the May 20, 1997, guidance entitled, convenience kits interim regulatory guidance, found at http://www.fda.gov/downloads/MedicalDevices/DeviceRegulationandGuidance/GuidanceDocuments/ucm080217.pdf. This type of convenience kit, as listed in the guidance above, is under enforcement discretion, and does not require a premarket notification (510(k)) to market if it meets all criteria in the guidance. | This product code has been established in accordance with the May 20, 1997, guidance entitled, convenience kits interim regulatory guidance, found at http://www.fda.gov/downloads/MedicalDevices/DeviceRegulationandGuidance/GuidanceDocuments/ucm080217.pdf. This type of convenience kit, as listed in the guidance above, is under enforcement discretion, and does not require a premarket notification (510(k)) to market if it meets all criteria in the guidance. | This product code has been established in accordance with the May 20, 1997, guidance entitled, convenience kits interim regulatory guidance, found at http://www.fda.gov/downloads/MedicalDevices/DeviceRegulationandGuidance/GuidanceDocuments/ucm080217.pdf. This type of convenience kit, as listed in the guidance above, is under enforcement discretion, and does not require a premarket notification (510(k)) to market if it meets all criteria in the guidance. | N | N | Ineligible
GU | GU | PSJ | Rectal Dilator Kit | 1 |  | N | N |  | 876.545 | 7 | This product code has been established in accordance with the May 20, 1997, guidance entitled, convenience kits interim regulatory guidance, found at http://www.fda.gov/downloads/MedicalDevices/DeviceRegulationandGuidance/GuidanceDocuments/ucm080217.pdf. This type of convenience kit, as listed in the guidance above, is under enforcement discretion, and does not require a premarket notification (510(k)) to market if it meets all criteria in the guidance. | This product code has been established in accordance with the May 20, 1997, guidance entitled, convenience kits interim regulatory guidance, found at http://www.fda.gov/downloads/MedicalDevices/DeviceRegulationandGuidance/GuidanceDocuments/ucm080217.pdf. This type of convenience kit, as listed in the guidance above, is under enforcement discretion, and does not require a premarket notification (510(k)) to market if it meets all criteria in the guidance. | This product code has been established in accordance with the May 20, 1997, guidance entitled, convenience kits interim regulatory guidance, found at http://www.fda.gov/downloads/MedicalDevices/DeviceRegulationandGuidance/GuidanceDocuments/ucm080217.pdf. This type of convenience kit, as listed in the guidance above, is under enforcement discretion, and does not require a premarket notification (510(k)) to market if it meets all criteria in the guidance. | This product code has been established in accordance with the May 20, 1997, guidance entitled, convenience kits interim regulatory guidance, found at http://www.fda.gov/downloads/MedicalDevices/DeviceRegulationandGuidance/GuidanceDocuments/ucm080217.pdf. This type of convenience kit, as listed in the guidance above, is under enforcement discretion, and does not require a premarket notification (510(k)) to market if it meets all criteria in the guidance. | N | N | Ineligible
GU | GU | PSK | Replacement Gastrostomy Feeding Catheter Tray | 2 |  | N | N |  | 876.598 | 7 | This product code has been established in accordance with the May 20, 1997, guidance entitled, convenience kits interim regulatory guidance, found at http://www.fda.gov/downloads/MedicalDevices/DeviceRegulationandGuidance/GuidanceDocuments/ucm080217.pdf. This type of convenience kit, as listed in the guidance above, is under enforcement discretion, and does not require a premarket notification (510(k)) to market if it meets all criteria in the guidance. | This product code has been established in accordance with the May 20, 1997, guidance entitled, convenience kits interim regulatory guidance, found at http://www.fda.gov/downloads/MedicalDevices/DeviceRegulationandGuidance/GuidanceDocuments/ucm080217.pdf. This type of convenience kit, as listed in the guidance above, is under enforcement discretion, and does not require a premarket notification (510(k)) to market if it meets all criteria in the guidance. | This product code has been established in accordance with the May 20, 1997, guidance entitled, convenience kits interim regulatory guidance, found at http://www.fda.gov/downloads/MedicalDevices/DeviceRegulationandGuidance/GuidanceDocuments/ucm080217.pdf. This type of convenience kit, as listed in the guidance above, is under enforcement discretion, and does not require a premarket notification (510(k)) to market if it meets all criteria in the guidance. | This product code has been established in accordance with the May 20, 1997, guidance entitled, convenience kits interim regulatory guidance, found at http://www.fda.gov/downloads/MedicalDevices/DeviceRegulationandGuidance/GuidanceDocuments/ucm080217.pdf. This type of convenience kit, as listed in the guidance above, is under enforcement discretion, and does not require a premarket notification (510(k)) to market if it meets all criteria in the guidance. | N | N | Ineligible
GU | GU | PSX | Chlorine Meter | 2 |  | N | N |  | 876.5665 | 1 | These devices are intended to measure chlorine levels in water. | An automated or manual sampling system, which can measure chlorine levels in water. Typically used as a component of hemodialysis or water treatment systems but not able to treat or alter the water used in dialysate. | Measurement of chlorine levels (free chlorine and/or chloramines) based on a chemical reaction correlation. | Not used in the body: Used in hospitals and hemodialysis clinics and homes equipped with a water treatment system. | N | Y | Ineligible
GU | GU | PTK | Pediatric Esophageal Atresia Anastomosis Device | 3 |  | N | N |  | 876.598 | 6 | Lengthening atretic esophageal ends < 4cm apart and creating an anastomosis with a non-surgical procedure in pediatric patients, up to one year of age with esophageal atresia without a tracheoesophageal fistula (TEF) or in pediatric patients up to one year of age for whom a concurrent TEF has been closed as a result of a prior procedure. The procedure is performed with magnets inserted through an esophageal and gastric catheter. | Plastic tubes, neodymium iron boron magnets | Uses magnets advanced through esophageal and gastric catheters to bore through tissue and create an anastomosis. | Atretic esophageal ends | N | Y | Ineligible
GU | GU | PTQ | Endoscopic Magnetic Retriever, Exempt | 2 |  | N | N |  | 876.15 | 4 | This product code is the class II exempt counterpart of FCC, and was exempted, subject to the limitations of exemption, under the procedures established by the 21st Century Cures Act. This device type does not require premarket notification (510(k)) to market if it does not exceed the general limitations of exemption found in 21 CFR 876.9 and the specific limitations of exemption as stated in the �Physical State� field of this product code description. | Exemption is limited to single use endoscopic magnetic retrievers. | This product code is the class II exempt counterpart of FCC, and was exempted, subject to the limitations of exemption, under the procedures established by the 21st Century Cures Act. This device type does not require premarket notification (510(k)) to market if it does not exceed the general limitations of exemption found in 21 CFR 876.9 and the specific limitations of exemption as stated in the �Physical State� field of this product code description. | This product code is the class II exempt counterpart of FCC, and was exempted, subject to the limitations of exemption, under the procedures established by the 21st Century Cures Act. This device type does not require premarket notification (510(k)) to market if it does not exceed the general limitations of exemption found in 21 CFR 876.9 and the specific limitations of exemption as stated in the �Physical State� field of this product code description. | N | N | Ineligible
GU | GU | PTR | Scissors For Cytoscope, Exempt | 2 |  | N | N |  | 876.15 | 4 | This product code is the class II exempt counterpart of KGD, and was exempted, subject to the limitations of exemption, under the procedures established by the 21st Century Cures Act. This device type does not require premarket notification (510(k)) to market if it does not exceed the general limitations of exemption found in 21 CFR 876.9 and the specific limitations of exemption as stated in the �Physical State� field of this product code description. | Exemption is limited to sterile, single use scissors for cystoscope. | This product code is the class II exempt counterpart of KGD, and was exempted, subject to the limitations of exemption, under the procedures established by the 21st Century Cures Act. This device type does not require premarket notification (510(k)) to market if it does not exceed the general limitations of exemption found in 21 CFR 876.9 and the specific limitations of exemption as stated in the �Physical State� field of this product code description. | This product code is the class II exempt counterpart of KGD, and was exempted, subject to the limitations of exemption, under the procedures established by the 21st Century Cures Act. This device type does not require premarket notification (510(k)) to market if it does not exceed the general limitations of exemption found in 21 CFR 876.9 and the specific limitations of exemption as stated in the �Physical State� field of this product code description. | N | N | Eligible
GU | GU | PTS | Endoscopic Grasping/Cutting Instrument, Non-Powered, Exempt | 2 |  | N | N |  | 876.15 | 4 | This product code is the class II exempt counterpart of OCZ, and was exempted, subject to the limitations of exemption, under the procedures established by the 21st Century Cures Act. This device type does not require premarket notification (510(k)) to market if it does not exceed the general limitations of exemption found in 21 CFR 876.9 and the specific limitations of exemption as stated in the �Physical State� field of this product code description. | Exemption is limited to disposable, single use non-powered endoscopic grasping/cutting instruments. | This product code is the class II exempt counterpart of OCZ, and was exempted, subject to the limitations of exemption, under the procedures established by the 21st Century Cures Act. This device type does not require premarket notification (510(k)) to market if it does not exceed the general limitations of exemption found in 21 CFR 876.9 and the specific limitations of exemption as stated in the �Physical State� field of this product code description. | This product code is the class II exempt counterpart of OCZ, and was exempted, subject to the limitations of exemption, under the procedures established by the 21st Century Cures Act. This device type does not require premarket notification (510(k)) to market if it does not exceed the general limitations of exemption found in 21 CFR 876.9 and the specific limitations of exemption as stated in the �Physical State� field of this product code description. | N | N | Eligible
GU | GU | PTT | Biliary Catheter For Irrigation And Contrast Injection, Exempt | 2 |  | N | N |  | 876.501 | 4 | This product code is the class II exempt counterpart of GCA, and was exempted, subject to the limitations of exemption, under the procedures established by the 21st Century Cures Act. This device type does not require premarket notification (510(k)) to market if it does not exceed the general limitations of exemption found in 21 CFR 876.9 and the specific limitations of exemption as stated in the �Physical State� field of this product code description. | Exemption is limited to biliary catheters used during a procedure for irrigation of the biliary tree and for contrast injection that do not include a balloon component. | This product code is the class II exempt counterpart of GCA, and was exempted, subject to the limitations of exemption, under the procedures established by the 21st Century Cures Act. This device type does not require premarket notification (510(k)) to market if it does not exceed the general limitations of exemption found in 21 CFR 876.9 and the specific limitations of exemption as stated in the �Physical State� field of this product code description. | This product code is the class II exempt counterpart of GCA, and was exempted, subject to the limitations of exemption, under the procedures established by the 21st Century Cures Act. This device type does not require premarket notification (510(k)) to market if it does not exceed the general limitations of exemption found in 21 CFR 876.9 and the specific limitations of exemption as stated in the �Physical State� field of this product code description. | N | N | Ineligible
GU | GU | PTU | Catheter, Peritoneal, Long-Term Indwelling, Exempt | 2 |  | N | N |  | 876.563 | 4 | This product code is the class II exempt counterpart of FJS, and was exempted, subject to the limitations of exemption, under the procedures established by the 21st Century Cures Act. This device type does not require premarket notification (510(k)) to market if it does not exceed the general limitations of exemption found in 21 CFR 876.9 and the specific limitations of exemption as stated in the �Physical State� field of this product code description. | Exemption is limited to non-patient contacting catheter finger grips. | This product code is the class II exempt counterpart of FJS, and was exempted, subject to the limitations of exemption, under the procedures established by the 21st Century Cures Act. This device type does not require premarket notification (510(k)) to market if it does not exceed the general limitations of exemption found in 21 CFR 876.9 and the specific limitations of exemption as stated in the �Physical State� field of this product code description. | This product code is the class II exempt counterpart of FJS, and was exempted, subject to the limitations of exemption, under the procedures established by the 21st Century Cures Act. This device type does not require premarket notification (510(k)) to market if it does not exceed the general limitations of exemption found in 21 CFR 876.9 and the specific limitations of exemption as stated in the �Physical State� field of this product code description. | Y | N | Eligible
GU | GU | PTV | Catheter, Peritoneal Dialysis, Single Use, Exempt | 2 |  | N | N |  | 876.563 | 4 | This product code is the class II exempt counterpart of FKO, and was exempted, subject to the limitations of exemption, under the procedures established by the 21st Century Cures Act. This device type does not require premarket notification (510(k)) to market if it does not exceed the general limitations of exemption found in 21 CFR 876.9 and the specific limitations of exemption as stated in the �Physical State� field of this product code description. | Exemption is limited to non-patient contacting, single use catheter finger grips. | This product code is the class II exempt counterpart of FKO, and was exempted, subject to the limitations of exemption, under the procedures established by the 21st Century Cures Act. This device type does not require premarket notification (510(k)) to market if it does not exceed the general limitations of exemption found in 21 CFR 876.9 and the specific limitations of exemption as stated in the �Physical State� field of this product code description. | This product code is the class II exempt counterpart of FKO, and was exempted, subject to the limitations of exemption, under the procedures established by the 21st Century Cures Act. This device type does not require premarket notification (510(k)) to market if it does not exceed the general limitations of exemption found in 21 CFR 876.9 and the specific limitations of exemption as stated in the �Physical State� field of this product code description. | N | Y | Eligible
GU | GU | PTW | System, Peritoneal, Automatic Delivery, Exempt | 2 |  | N | N |  | 876.563 | 4 | This product code is the class II exempt counterpart of FKX, and was exempted, subject to the limitations of exemption, under the procedures established by the 21st Century Cures Act. This device type does not require premarket notification (510(k)) to market if it does not exceed the general limitations of exemption found in 21 CFR 876.9 and the specific limitations of exemption as stated in the �Physical State� field of this product code description. | Exemption is limited to continuous ambulatory peritoneal dialysis (CAPD) belts and catheter stands that do not include weigh scales. | This product code is the class II exempt counterpart of FKX, and was exempted, subject to the limitations of exemption, under the procedures established by the 21st Century Cures Act. This device type does not require premarket notification (510(k)) to market if it does not exceed the general limitations of exemption found in 21 CFR 876.9 and the specific limitations of exemption as stated in the �Physical State� field of this product code description. | This product code is the class II exempt counterpart of FKX, and was exempted, subject to the limitations of exemption, under the procedures established by the 21st Century Cures Act. This device type does not require premarket notification (510(k)) to market if it does not exceed the general limitations of exemption found in 21 CFR 876.9 and the specific limitations of exemption as stated in the �Physical State� field of this product code description. | N | Y | Eligible
GU | GU | PVY | Vasovasostomy Set | 1 |  | N | N |  | 876.473 | 7 | This product code has been established in accordance with the May 20, 1997, guidance entitled, convenience kits interim regulatory guidance, found at http://www.fda.gov/downloads/MedicalDevices/DeviceRegulationandGuidance/GuidanceDocuments/ucm080217.pdf. This type of convenience kit, as listed in the guidance above, is under enforcement discretion, and does not require a premarket notification (510(k)) to market if it meets all criteria in the guidance. | This product code has been established in accordance with the May 20, 1997, guidance entitled, convenience kits interim regulatory guidance, found at http://www.fda.gov/downloads/MedicalDevices/DeviceRegulationandGuidance/GuidanceDocuments/ucm080217.pdf. This type of convenience kit, as listed in the guidance above, is under enforcement discretion, and does not require a premarket notification (510(k)) to market if it meets all criteria in the guidance. | This product code has been established in accordance with the May 20, 1997, guidance entitled, convenience kits interim regulatory guidance, found at http://www.fda.gov/downloads/MedicalDevices/DeviceRegulationandGuidance/GuidanceDocuments/ucm080217.pdf. This type of convenience kit, as listed in the guidance above, is under enforcement discretion, and does not require a premarket notification (510(k)) to market if it meets all criteria in the guidance. | This product code has been established in accordance with the May 20, 1997, guidance entitled, convenience kits interim regulatory guidance, found at http://www.fda.gov/downloads/MedicalDevices/DeviceRegulationandGuidance/GuidanceDocuments/ucm080217.pdf. This type of convenience kit, as listed in the guidance above, is under enforcement discretion, and does not require a premarket notification (510(k)) to market if it meets all criteria in the guidance. | N | N | Ineligible
GU | GU | QAJ | Cutaneous Electrode Stimulator For Urinary Incontinence | 2 |  | N | N |  | 876.533 | 1 | A transcutaneous electrical continence device consists of cutaneous electrodes that are used to apply external stimulation to reduce urinary incontinence. | Electrodes | Current applied to pelvic floor muscles to improve strength. | Pelvic floor muscles | N | N | Eligible
GU | GU | QAX | Hemodialyzer With Expanded Solute Removal Profile | 2 |  | N | N |  | 876.5862 | 1 | A hemodialyzer with expanded solute removal profile is intended for use as part of an artificial kidney system for the treatment of patients with renal failure by performing such therapies as hemodialysis, hemofiltration, and hemodiafiltration. A hemodialyzer with expanded solute removal profile includes modifications to the semipermeable membrane that allows for increased removal of uremic retention solutes compared with standard high-flux hemodialyzers of the high permeability hemodialysis system classification (21 CFR �876.5860), including solutes at the upper end of the �middle� molecular weight range (0.5 kDa to 60 kDa). | A hemodialyzer with expanded solute removal profile is a device that has a semipermeable membrane that is more permeable to water than the semipermeable membrane of the conventional hemodialyzer (21 CFR 876.5820). This hemodialyzer requires the use of an ultrafiltration controller to regulate the rate of removal of water from the patient�s blood. | Blood and dialysate flow in a countercurrent path in their respective compartments. In this process, toxins and fluid are transferred across the semipermeable membrane from the blood to the dialysate compartment. | Extracorporeal blood. | N | Y | Ineligible
GU | GU | QEF | Pressure Ulcer Management Tool | 1 |  | N | N |  | 876.21 | 4 | A pressure ulcer management tool is a prescription device intended for patients at risk of developing pressure ulcers. The device provides output that supports a user�s decision to increase intervention. The device is an adjunct tool for pressure ulcer management that is not intended for detection or diagnostic purposes. | A cordless, hand-held portable device. | Intended to be placed on intact skin of a patient's sacrum or heels to measure the electrical capacitance via a coaxial electrode. | Sacrum or heels. | N | N | Ineligible
GU | GU | QEJ | Flushing Solution For Short Term Storage Of Veins At Room Temperature During Coronary Artery Bypass Graft Surgeries | 2 |  | N | N |  | 876.41 | 1 | A flushing and storage solution for vascular autografts is a device that is used for flushing or short-term storage of vascular grafts. This generic type of device is intended to maintain cell viability and structural integrity of vascular grafts during short-term storage at room temperature during the surgical procedure. | Sterile, buffered salt solution | Provides a solution to prevent the vein from drying out between harvesting and grafting. | Vein grafts for coronary artery bypass graft surgery | N | Y | Ineligible
GU | GU | QFQ | Ingested, Transient, Space Occupying Device For Weight Management And/Or Weight Loss | 2 |  | N | N |  | 876.5982 | 1 | This device is an ingested material that transiently occupies space in the stomach. The device passes from the body via the natural gastrointestinal tract. | This device is supplied as a hydrogel filled capsule that is ingested orally. | This device occupies space in the stomach to promotes fullness to help patients manage and/or lose weight. The device passes from the body via the natural gastrointestinal tract. | The device is ingested orally, transiently occupies space in the stomach, and passes from the body via the natural gastrointestinal tract. | N | N | Ineligible
GU | GU | QFZ | Gastroenterology-Urology Accessories To A Biopsy Instrument | 1 |  | N | N |  | 876.108 | 4 | A gastroenterology-urology accessory to a biopsy instrument is an accessory used to remove a specimen of tissue for microscopic examination by cutting or aspiration. This generic type of device includes a syringe for specimen aspiration and a biopsy channel adaptor. This device does not include accessories to biopsy instruments used in other medical specialty areas. | Syringe for specimen aspiration and a biopsy channel adaptor | Syringe is used for specimen aspiration | Gastrointestinal tract or urinary tract | N | N | Ineligible
GU | GU | QGA | Penile Implant Surgical Accessories | 1 |  | N | N |  | 876.35 | 4 | Penile implant surgical accessories are manual devices designed to be used for surgical procedures associated with the implantation of a penile inflatable implant or penile rigidity implant. This generic type of device includes the cylinder sizer, cylinder insertion tool and needle, device placement tool, connector assembly tool, incision closing tool, corporeal dilator, tubing passer, measurement tool or tape, tubing plug, blunt needle, and hemostat shod tubing. | Cylinder sizer, cylinder insertion tool and needle, device placement tool, connector assembly tool, incision closing tool, corporeal dilator, tubing passer, measurement tool or tape, tubing plug, blunt needle, and hemostat shod tubing | These instruments are used to aid in implantation of a penile inflatable implant or a penile rigidity implant. | Penis | N | N | Eligible
GU | GU | QGB | Ureteral Stent Accessories | 1 |  | N | N |  | 876.463 | 4 | Ureteral stent accessories aid in the insertion of the ureteral stent that is placed into the ureter to provide ureteral rigidity and allow the passage of urine. This generic type of device includes the stent positioner, wire guide, and pigtail straightener. | Stent positioner, wire guide, and pigtail straightener | Accessories use to aid in the insertion of ureteral stents | Ureter | N | N | Ineligible
GU | GU | QGC | Suprapubic Catheter Accessories | 1 |  | N | N |  | 876.51 | 4 | Suprapubic catheter accessories are manual devices that are used to facilitate the placement of a suprapubic catheter. This generic type of device includes the introducer, access dilator, and peel-away sheath. | Introducer, access dilator, and peel-away sheath | The accessories are used to aid in placement of suprapubic catheters. | Bladder, pubic tissue | N | N | Eligible
GU | GU | QGD | Implanted Mechanical/Hydraulic Urinary Continence Device Surgical Accessories | 1 |  | N | N |  | 876.529 | 4 | Implanted mechanical/hydraulic urinary continence device surgical accessories are manual devices designed to be used for surgical procedures associated with the implantation of an implanted mechanical/hydraulic urinary continence device. This generic type of device includes the measurement tool or tape, connector assembly tool, tubing plug, incision closing tool, tubing passer, blunt needle, and hemostat shod tubing. | Measurement tool or tape, connector assembly tool, tubing plug, incision closing tool, tubing passer, blunt needle, and hemostat shod tubing | The accessories are used to aid in the surgical placement of an implanted mechanical/hydraulic urinary incontinence device | Urethra | N | N | Eligible
GU | GU | QGE | Biliary Stent, Drain, And Dilator Accessories | 1 |  | N | N |  | 876.5012 | 4 | Biliary stent, drain, and dilator accessories are manual devices that aid in the introduction and connection of biliary stents, drains, or dilators. This generic type of device includes the guiding catheter, pushing catheter, pigtail straightener, flap protector, nasal transfer tube, and drainage connecting tube. | Guiding catheter, pushing catheter, pigtail straightener, flap protector, nasal transfer tube, and drainage connecting tube | The accessories identified are used for the placement of biliary stents, drains, and dilators. | Bile duct | N | N | Ineligible
GU | GU | QGG | Esophageal Sheath With Distal Balloon Anchor | 2 |  | N | N |  | 876.151 | 1 | Used to provide an endoluminal pathway to facilitate insertion of an endoscope or other specifically validated device into the upper gastrointestinal tract. A distal balloon anchor assists in keeping the sheath in place to facilitate positioning of the endoscope or other specifically validated device. | Sheath with a balloon anchor | Sheath provides endoluminal pathway; balloon anchor assists in keeping sheath in place to facilitate positioning of endoscope or other specifically validated device. | Esophagus, stomach | N | N | Ineligible
GU | GU | QHH | Non-Implanted Nerve Stimulator For Pain Associated With Irritable Bowel Syndrome (Ibs) | 2 |  | N | N |  | 876.534 | 1 | A non-implanted nerve stimulator for functional abdominal pain relief is a device that stimulates nerves remotely from the source of pain with the intent to relieve functional abdominal pain. This generic type of device does not include devices designed to relieve pelvic pain. | A signal generator connected to percutaneous electrodes | Electrical stimulation of nerve branches using percutaneous electrodes | Cranial and occipital nerve branches | N | N | Ineligible
GU | GU | QIJ | Endoscopic Transhepatic Venous Access Needle | 2 |  | N | N |  | 876.105 | 1 | An endoscopic transhepatic venous access needle is inserted through the liver into the patient�s portal/hepatic venous system under endoscopic ultrasound guidance. It is connected to a separate device intended to measure a physiological parameter. | An endoscopic transhepatic venous access needle connected to a separate device intended to measure a physiological parameter, which may have a connecting component to perform its function.physiological parameter. | Measure Portal Venous/Hepatic Venous Pressures with needle and a pressure transducer or connected to a separate device to measure other physiological parameters | Liver, portal/hepatic veins | N | N | Ineligible
GU | GU | QIR | Pediatric Hemodialysis System | 2 |  | N | N |  | 876.5861 | 1 | For use in acute kidney injury or fluid overloaded patients requiring hemodialysis or hemofiltration therapy. It is intended to provide continuous renal replacement therapy (CRRT) to patients weighing between 2.5 and 10 kilograms. | The device system consists of blood tubing, a hemodialyzer, and an automated hemodialysis delivery system equipped with an ultrafiltration controller. The delivery system also includes essential life supporting / life sustaining pumps and sensors to achieve the prescribed therapies unique to an individual system supported by performance data. | Using a hemodialyzer with a semipermeable membrane, the hemodialysis system removes toxins or excess fluid from the patient�s blood using the principles of convection (via ultrafiltration) and/or diffusion (via a concentration gradient in dialysate). The hemodialysis delivery machine, with an automated ultrafiltration controller, controls and monitors the parameters related to this processing, including the rate at which blood and dialysate are pumped through the system, and the rate at which fluid is removed from the patient. During treatment, a patient�s blood is circulated through the blood tubing set connected to the hemodialyzer�s blood compartment. | The device is intended to connect to venous blood access devices to create an extracorporeal circuit. | N | Y | Ineligible
GU | GU | QIS | Esophageal, Mucosal, Electrical Characterization | 2 |  | N | N |  | 876.145 | 1 | The esophageal tissue characterization system is intended for obtaining measurements of electrical properties within esophageal tissue. | The device consists of a probe, cables, and other processing equipment to record and display the electrical characteristics of the esophageal tissue. | The device goes into the esophagus and comes in contact with the tissue. Through sensors or other means, the electrical characterization of the tissue is recorded and later displayed. | Esophagus | N | N | Ineligible
GU | GU | QJN | Laparoscopic Accessories, Esophageal Sizing | 2 |  | N | N |  | 876.536 | 1 | To laparoscopically measure an extraluminal dimensional parameter of a gastrointestinal organ. | Laparoscopic instrument with a soft, circular curved tip that is actuated by coaxial tubes all via a handset | The accessory that is laparoscopically placed at the esophageal site and measures the esophagus | Esophagus | N | N | Ineligible
GU | GU | QKA | Temporarily-Placed Urethral Opening System For Symptoms Of Benign Prostatic Hyperplasia | 2 |  | N | N |  | 876.551 | 1 | A system intended for the treatment of symptoms due to urinary outflow obstruction secondary to benign prostatic hyperplasia (BPH) in men age 50 and above. | The implant is nitinol and pre-mounted on a dedicated guide wire. It expands following deployment. It is removed using a Foley catheter. | The implant provides continuous pressure through a self-expanding nitinol device that is placed at the site of the bladder neck and between the obstructed prostatic lobes for 5�7 days. | Prostatic urethra. | N | N | Ineligible
GU | GU | QKZ | Magnetically Maneuvered Capsule Endoscopy System | 2 |  | N | N |  | 876.131 | 1 | A magnetically maneuvered capsule endoscopy system consists of an ingestible capsule and magnetic controller and is used for visualization of the stomach and duodenum. The ingestible capsule contains a camera that wirelessly captures images of the mucosa. The magnetic controller is used outside of the patient and is magnetically coupled with the capsule to control its location and viewing direction. | The device consists of an ingestible capsule that contains a magnet, a data recorder, a portable magnetic scanner, and a magnetic controller. | The magnetic controller is used for direct the location and view of the camera contained with an ingested capsule. The camera captures images of the gastrointestinal mucosa and transmits the images to a data recorder. | Stomach and duodenum | N | N | Ineligible
GU | GU | QMY | Computerized Behavioral Therapy Device For Treating Symptoms | 2 |  | N | N |  | 876.596 | 1 | A computerized behavioral therapy device for treating symptoms of gastrointestinal conditions is a prescription device intended to provide a computerized version of condition-specific therapy as an adjunct to standard of care treatments to patients with gastrointestinal conditions. | This is a software as medical device that delivers therapy. | The device provides digital therapy either on a website or an app. | Gastrointestinal tract. | N | N | Ineligible
GU | GU | QNA | Ultrasonic Urinary Stone Propulsion Device | 2 |  | N | N |  | 876.469 | 1 | An ultrasonic urinary stone propulsion device visualizes urinary stones in the upper urinary tract and delivers focused acoustic pulses to reposition the stones to facilitate their passage. | Ultrasound system and system accessories, external probes. | Uses an imaging ultrasound probe to visualize urinary stones in the upper urinary tract and a therapy ultrasound probe to deliver a focused pulse of acoustic energy that repositions the urinary stones. | Upper urinary tract tissues, kidney. | N | N | Ineligible
GU | GU | QNE | Endoscopic Pancreatic Debridement Device | 2 |  | N | N |  | 876.433 | 1 | An endoscopic pancreatic debridement device is inserted via an endoscope and placed through a cystogastrostomy fistula into the pancreatic cavity. It is intended for removal of necrotic tissue from a walled off pancreatic necrosis (WOPN) cavity. | A morcellator intended to resect and remove necrotic pancreatic tissue to be used via an endoscope. | The device morcellates walled off pancreatic tissue by the use of a resecting catheter, console and collection device. The device has an inner and outer cutter and is connected to aspiration. The distal ends of the lavage and aspiration tubing are permanently affixed to the catheter. The collection device is a custom trap designed specifically to caputure specimens. | Pancreas | N | N | Ineligible
GU | GU | QNP | Gastrointesinal Lesion Software Detection System | 2 |  | N | N |  | 876.152 | 1 | A gastrointestinal lesion software detection system is a computer-assisted detection device used in conjunction with endoscopy for the detection of abnormal lesions in the gastrointestinal tract. This device with advanced software algorithms brings attention to images to aid in the detection of lesions. The device may contain hardware to support interfacing with an endoscope. | The device is a software, which may contain hardware components for enabling compatibility with endoscopic devices. | The device is a software that uses artificial intelligence/machine learning (AI/ML) advanced algorithms to aid in detection colonic mucosal lesions via endoscopy in real-time. | Gastrointestinal tract | N | N | Ineligible
GU | GU | QON | Implanted Electrical Device Intended For Treatment Of Fecal Incontinence | 3 |  | N | N |  | 876.527 | 2 | Treatment of chronic fecal incontinence | Receiver implanted in the abdomen with electrodes for pulsed-stimulation that are implanted either in the bladder wall or in the pelvic floor, and a battery-powered transmitter outside the body | Electrical stimulation of the sacral nerve | Sacral nerve, bladder, urinary and anal sphincters, pelvic floor, and rectosigmoid colon | Y | N | Ineligible
GU | GU | QRC | Non-Implanted Electrical Stimulation Device For Management Of Premature Ejaculation | 2 |  | N | N |  | 876.5026 | 1 | A non-implanted electrical stimulation device for management of premature ejaculation is intended to be used in patients with premature ejaculation by delivery of electrical stimulation to the perineal muscles and nerves. | Electrode(s) designed to stimulate perineal muscles and nerves. | Electrical stimulation of perineal muscles and nerves. | Perineal muscles and nerves. | N | N | Ineligible
GU | GU | QSW | Endoscopic Traction Device | 2 |  | N | N |  | 876.441 | 1 | An endoscopic traction device is a prescription device that is endoscopically applied to retract tissue in the gastrointestinal tract during dissection procedures to increase visualization of the dissection plane and assist in tissue resection, exposure, and removal. | Traction device and system accessories | Uses a traction device to grasp and retract tissue during endoscopic procedures | Gastrointestinal tract | N | N | Ineligible
GU | GU | QTD | Endoscopic Suturing Device For Altering Gastric Anatomy For Weight Loss | 2 |  | N | N |  | 876.5983 | 1 | This endoscopic device uses suturing to approximate gastric tissue to restrict the volume of the stomach for the intended purpose of weight loss. | suturing system | This endoscopic device functions by delivering sutures to the targeted area to create full thickness bites when approximating soft tissue. | stomach | Y | N | Ineligible
GU | GU | QTH | Endoscopic Light-Projecting Measuring Device | 2 |  | N | N |  | 876.153 | 1 | An endoscopic light-projecting measuring device projects light on a mucosal surface and uses software to determine the dimensions of observable features of interest. | The device consists of a measuring device and a processing unit. The measuring device includes a laser source at the proximal end and a probe at the distal end. The processing unit includes a medical grade PC, touchscreen monitor, video grabber, and device specific software. | The device is an endoscope accessory that is inserted through the instrument channel. During use, the measuring device projects a line over a structure on a mucosal surface. An endoscopic image of the structure is taken and then the user can select any two points along the projected line in the image. The device-based software calculates the distance between the selected points. | Mucosal surfaces | N | N | Ineligible
GU | GU | QTN | Orally Ingested Transient Device For Constipation | 2 |  | N | N |  | 876.594 | 1 | An orally ingested transient device for constipation is an electric swallowable capsule that naturally passes through the gastrointestinal tract for the treatment of constipation. | orally ingested capsule | This device uses ingested capsules than can include a vibrating motor for the intended purpose of the treatment of constipation. | gastrointestinal tract | N | N | Ineligible
GU | GU | QUD | Blood Detection Capsule | 2 |  | N | N |  | 876.139 | 1 | Ingestible gastrointestinal blood detection capsule device is a prescription device that uses spectrophotometry (light absorption technology) to detect the presence or absence of blood in the gastrointestinal tract. | Ingestible capsule device equipped with light transmitters and optical sensors. | Capsule measures the absorption of light transmitted through fluid in the sensing well to determine the presence or absence of blood. | Gastrointestinal tract | N | N | Ineligible
GU | GU | QUN | Tether Accessory For Use In The Gastrointestinal Tract | 2 |  | N | N |  | 876.1305 | 1 | A non-powered, detachable, flexible tether accessory used to maneuver a swallowed device, such as a capsule, in the upper gastrointestinal tract. | flexible tether | Attaches to a parent device to maneuver the device in the gastrointestinal tract | Upper gastrointestinal tract | N | N | Ineligible
GU | GU | QWW | Non-Medicated Topical Formulation For Treatment Of Erectile Dysfunction. | 2 |  | N | N |  | 876.5021 | 1 | A non-medicated topical formulation for treatment of erectile dysfunction is a device that is applied on the penis and stimulates the nerve endings by inducing a temperature change, leading to tumescence and erection. | Non-medicated formulation designed to stimulate the nerve endings in the penis. | Stimulation of nerves in penis through induced temperature change. | Penis | N | N | Eligible
GU | GU | QXH | Gallbladder Drainage Stent And Delivery System | 2 |  | N | N |  | 876.5016 | 1 | A gallbladder drainage stent is a prescription device intended to facilitate transgastric or transduodenal endoscopic drainage of the gallbladder. This device may also include a delivery system. | The stent has an open lumen that helps facilitate gallbladder drainage. The stent might have two flanges to help keep the bowel wall and the gallbladder in apposition. The stent might be deployed with the use of a delivery device. | The stent facilitates drainage of the gallbladder into the bowel. | Gallbladder | Y | N | Ineligible
GU | GU | QXM | Implanted Tibial Electrical Urinary Continence Device | 2 |  | N | N |  | 876.5305 | 1 | An implanted tibial electrical urinary continence device is an implanted prescription device that receives power from a non-implanted external power source to provide electrical stimulation of the tibial nerve in proximity to the ankle. The device is intended for the treatment of overactive bladder related symptoms of urge urinary incontinence, urinary urgency, urinary frequency and nocturia. | The device includes an implanted battery less neurostimulator, an external power source (may be wearable) which gets connected to the implanted component to supply power and a software interface for the clinicians to set-up and monitor the stimulation parameters. | The implanted neurostimulator, powered by an external (non-implanted) power source, sends electrical pulses to the tibial nerve in proximity to the ankle to treat urge urinary incontinence, urinary urgency and/or urinary frequency related symptoms. | Tibial nerve in proximity to the ankle. | Y | N | Ineligible
GU | GU | QZF | Gastrointestinal Capsule Endoscopy Analysis Software Device | 2 |  | N | N |  | 876.154 | 1 | A gastrointestinal capsule endoscopy analysis software device is used to analyze pre-recorded capsule endoscopy videos of the gastrointestinal tract that are suspected of containing lesions. This device uses software algorithms to identify images and areas of interest as outputs to aid the clinician in analyzing suspected lesions, for clinician review of device outputs. The device may contain hardware to support interfacing with a capsule imaging system. | The subject device is not physical. It is software. | The subject device uses convolution neural networks to provide AI-enabled clinician feedback for identifying potential lesions and determine the anatomical tract site being visualized. | Gastrointestinal tract | N | N | Ineligible
GU | GU | SBX | Software For Endoscopy Procedure Metrics | 2 |  | N | N |  | 876.15 | 1 | Software that analyzes gastrointestinal (i.e., esophagus, stomach, small bowel, and colon) endoscopy procedure�data to assess or document the procedure metrics such as completeness of the endoscopic procedure conducted by an appropriately trained healthcare provider; and to provide feedback to the healthcare provider on procedural metrics that are part of the standard of care. The health care provider is responsible for verifying and interpreting the procedural metric data with regard to patient management. The software function does not aid the healthcare provider in the detection of lesions nor does the software function aid the healthcare provider to identify characteristics of the patient, anatomy, or lesion that may be used for diagnosis of a disease or condition.�The software does not output treatment recommendations. | Computer Software | Software that analyzes endoscopy procedure�data | Gastrointestinal (i.e., esophagus, stomach, small bowel, and colon) | N | N | Ineligible
GU | GU | SCB | Deflation Needle For Removal Of Intragastric Balloon | 2 |  | N | N |  | 876.155 | 1 | Deflation needle is a prescription use device intended to puncture and drain fluid from an intragastric balloon so that the empty balloon may be removed endoscopically. | Deflation needle comprises a polyethylene tubing with a conical stainless steel fitting on the distal end, a removable wire with a needle on the distal end and a handle with Luer fitting. | Needle/Catheter is advanced down the working channel of an endoscope. The distal end is placed adjacent to the balloon. The needle is unlocked at the handle and advanced from inside the tubing to puncture the balloon. The conical fitting is advanced into the balloon, the needle is removed, and suction is applied to the tubing. Fluid is drained from the balloon until the balloon is fully collapsed. The collapsed balloon may then be removed from the stomach with wire graspers. | Intragastric | N | N | Ineligible
GU | GU | SCT | Foley Catheters And Accessories With Additional Safety Features | 2 |  | N | N |  | 876.513 | 1 | Foley catheters intended for urine drainage with additional safety features to reduce potential injury to the urethra and/or bladder. These catheters do not include design features intended to reduce infections. | This generic type of device includes Foley catheters (semi-flexible plastic tube with retention balloon) for urine drainage from bladder into a urine bag with additional safety features, such as catheter parts and/or accessories to reduce potential injury. | Includes features to reduce potential injury to the urethra and/or bladder such as during insertion, use or withdrawal of the catheter. Examples include an accessory to reduce friction between urethral tissue and catheter (other than a coating) or an integrated mechanism or accessory (e.g., valve) for retention balloon inflation/deflation. | Lower urinary tract, urinary bladder, and urethra. | N | N | Ineligible
GU | GU | SFW | Cranial Electrotherapy Stimulator For Weight Management | 1 |  | N | N |  | 876.5984 | 4 | A cranial electrotherapy stimulator for weight management is a battery-powered device that applies electrical current to a patient's head through electrodes placed on the skin to support weight management in conjunction with diet and exercise. Devices in this classification use a low level of electrical current that is not intended to induce a seizure. | Rechargeable battery powered device comprising a plastic enclosure designed to be worn on the head. | Delivery of low-level electrical current of up to 1.0mA through two self-adhesive electrode pads placed behind each ear. | Mastoid area behind each ear | N | N | Ineligible
GU | HO | SAK | Software Device To Aid In The Prediction Or Diagnosis Of Sepsis | 2 |  | N | N |  | 880.6316 | 1 | A software device to aid in the prediction or diagnosis of sepsis uses advanced algorithms to analyze patient specific data to aid health care providers in the prediction and/or diagnosis of sepsis. The device is intended for adjunctive use and is not intended to be used as the sole determining factor in assessing a patient's sepsis status. The device may contain alarms that alert the care provider of the patient's status. The device is not intended to monitor response to treatment in patients being treated for sepsis. | Software device | Use of algorithms to analyze clinical parameters to aid care providers with the prediction or diagnosis of sepsis. | Software device for sepsis | N | N | Ineligible
GU | NE | GZD | Stimulator, Spinal-Cord, Implanted, For Bladder Evacuation | 3 |  | N | N |  | 882.585 | 2 | Call for PMAs to be filed by 12/26/96 per 61 FR 50708 on 9/27/96 |  |  |  | Y | N | Eligible
GU | OB | HIR | Perineometer | 2 |  | N | N |  | 884.1425 | 1 |  |  |  |  | N | N | Eligible
GU | OB | OCQ | Laparoscopic Bladder-Neck Suspension Instrument, Stress Urinary Incontinence | 2 |  | N | Y |  | 884.172 | 1 | For female urinary stress incontinence due to hypermobility | may include: template assembly, suture retriever, suture cutter, suture placement system | Bladder neck suspension using sutures | bladder neck | N | N | Eligible
GU | OB | PTE | Endoscopic Morcellator Gastroenterology | 2 |  | N | N |  | 884.169 | 1 | For use in endoscopic procedures by a trained gastroenterologist to resect and remove residual tissue from the peripheral margins following EMR (Endoscopic Mucosal Resection) | Rotating, cutting cannula with aspiration of tissue | Mechanical removal of gastrointestinal tissue | Gastrointestinal tract | N | N | Ineligible
GU | OB | PWJ | Instrumentation, Surgical Mesh, Urogynecologic, Stress Urinary Incontinence | 2 |  | N | N |  | 884.491 | 1 | Used to aid in insertion, placement, fixation, or anchoring of surgical mesh for stress urinary incontinence | Needle passers and trocars, needle guides, fixation tools, and tissue anchors used with surgical mesh. | Used with urogynecologic surgical mesh instrumentation to facilitate stress urinary incontinence procedures | Urethra, vagina, pelvic floor | N | N | Ineligible
GU | OB | QAG | Endoscopic Electrosurgical Clip Cutting System | 2 |  | N | N |  | 876.431 | 1 | To fragment metallic clips and remove them from the digestive tract. | Generator supplies energy to clip cutter, whose tip is placed on the opposite edges of the metallic clip, and direct current is applied to fragment the clip. | Applies direct current across clip edges. | Gastrointestinal tract, digestive tract. | N | N | Ineligible
GU | OB | QQR | Circumcision Device With Stapler | 2 |  | N | N |  | 884.453 | 1 | To cut and suture / staple the prepuce. | The circumcision device with a stapler is a manual device that includes a circular cutting blade, a ring-type clamp, and a circumferential stapling mechanism. | A manual instrument for cutting, clamping, and suturing/stapling the prepuce for the purpose of performing circumcision. | Penis | N | N | Ineligible
GU | PM | OAG | Garment, Storage, Peritoneal Dialysis Catheter | 1 |  | Y | N |  | 890.505 | 4 | To store the external peritoneal catheter portion between treatment sessions and to support, stabilize, and improve the care and cleanliness of the peritoneal catheter and reduce the need to use tape on the skin. | Cloth belt | Holds the catheter tube in a cloth sleeve wrapped around the patient's abdomen. | External to the body around the abdomen. | N | N | Eligible
GU | RA | SGH | Ultrasound Imaging For Vascular Access For Hemodialysis | 2 |  | N | N |  | 892.156 | 1 | Ultrasound imaging for vascular access for hemodialysis | The device has ultrasound transducers and a computer that runs the imaging software. | The device uses ultrasound transducers and an imaging algorithm to provide guidance for the users locating vascular access before the users confirm the position of the vascular access per standard of care and before needle insertion. | The patient's skin near the site of the vascular access for hemodialysis | N | N | Ineligible
GU | SU | ESW | Prosthesis, Esophageal | 2 |  | N | N |  | 878.361 | 1 |  |  |  |  | Y | N | Eligible
GU | SU | LNK | Laser For Gastro-Urology Use | 2 |  | N | Y |  | 878.481 | 1 |  |  |  |  | N | N | Eligible
GU | SU | MQR | Stent, Colonic, Metallic, Expandable | 2 |  | N | N |  | 878.361 | 1 |  |  |  |  | Y | N | Eligible
GU | SU | MUK | Electrosurgical Radiofrequency System, Stress Urinary Incontinence, Female, Transvaginal Or Laparoscopic, Pelvic Tissue | 2 |  | N | N |  | 878.44 | 1 | For shrinkage and stabilization of female pelvic tissue for treatment of stress urinary incontinence | radiofrequency generator, applicator, software | A generator supplies radiofrequency energy through a connected applicator with an electrode tip | pelvic tissue | N | N | Eligible
GU | SU | MUM | Stent, Metallic, Expandable, Duodenal | 2 |  | N | N |  | 878.361 | 1 |  |  |  |  | Y | N | Ineligible
GU | SU | NEJ | System, Cryosurgical, Liquid Nitrogen, For Gastroenterology | 2 |  | N | N |  | 878.435 | 1 |  |  |  |  | N | N | Eligible
GU | SU | OTM | Mesh, Surgical, For Stress Urinary Incontinence, Male | 2 |  | N | N |  | 878.33 | 1 | surgical treatment of male stress urinary incontinence post-prostatectomy | biologic (e.g., collagen) and/or synthetic (e.g, metallic or polymeric) woven fabric of varying design and material properties | permanently implantable sling placed under the urethra; during instances of increased abdominal pressure (e.g., coughing, laughing, sneezing, etc.), device applies pressure to the urethra to prevent urine leakage | bladder, urethra | Y | N | Ineligible
GU | SU | OTN | Mesh, Surgical, Synthetic, Urogynecologic, For Stress Urinary Incontinence, Retropubic Or Transobturator | 2 |  | N | N |  | 878.33 | 1 | Surgical treatment of female stress urinary incontinence due to intrinsic sphincter deficiency (isd) and/or urethral hypermobility | synthetic woven or non-woven fabric of varying material properties (e.g., density, pore size, weave, resorption, etc.); design can be pre-configured or can be a sheet to allow surgeon to cut mesh to desired size and shap | placed under the urethra transvaginally using a transobturator (one vaginal incision and two groin/upper thigh incisions) or retropubic (one vaginal incision and two abdominal incisions) approach; during instances of increased abdominal pressure (e.g., coughing, laughing, sneezing, etc.) the device applies pressure to the urethra to prevent urine leakage | urethra, vagina | Y | N | Eligible
GU | SU | PAG | Mesh, Surgical, Non-Synthetic, Urogynecologic, For Stress Urinary Incontinence, Retropubic Or Transobturator | 2 |  | N | N |  | 878.33 | 1 | Transvaginal surgical repair of female stress urinary incontinence (SUI) due to intrinsic sphincter deficiency (ISD) and/or urethral hypermobility. | Non-synthetic woven or non-woven fabric of varying material properties (e.g., density, pore size, weave, resorption, etc.); design can be pre-configured or can be a sheet to allow surgeon to cut the mesh to desired size and shape. | Placed under the urethra transvaginally using a transobturator (one vaginal incision and two groin/upper thigh incisions) or retropubic (one vaginal incision and two abdominal incisions) approach; during instances of increased abdominal pressure (e.g., coughing, laughing, sneezing, etc.) the device applies pressure to the urethra to prevent urine leakage. | urethra, vagina | Y | N | Eligible
GU | SU | PAH | Mesh, Surgical, Synthetic, Urogynecologic, For Stress Urinary Incontinence, Female, Mini-Sling | 2 |  | N | N |  | 878.33 | 1 | Transvaginal surgical repair of female stress urinary incontinence (SUI) due to intrinsic sphincter deficiency (ISD) and/or urethral hypermobility. | Synthetic woven or non-woven fabric of varying material properties (e.g., density, pore size, weave, resorption, etc.); design can be pre-configured or can be a sheet to allow surgeon to cut mesh to desired size and shape. | With a single vaginal incision, the sling is placed under the urethra; during instances of increased abdominal pressure (e.g., coughing, laughing, sneezing, etc.) the device applies pressure to the urethra to prevent urine leakage. | urethra, vagina | Y | N | Eligible
GU | SU | PZP | Fluid Jet Removal System | 2 |  | N | N |  | 876.435 | 1 | The system is used for removal of prostate tissue with a fluid jet. | The system consists of a hand piece through which the fluid exits, and may have a conformal planning unit (CPU), which is used in treatment planning. | The system is a personalized image-guided tissue removal system that uses a high-velocity fluid jet to resect and remove a predetermined volume of tissue. | Prostate. | N | N | Eligible
GU |  | EZZ | Prosthesis, Vas Deferens | 3 |  | N | N |  |  | 2 |  |  |  |  | Y | N | Eligible
GU |  | FAA | Replacer, Urethral | 3 |  | N | N |  |  | 2 |  |  |  |  | Y | N | Eligible
GU |  | FAB | Replacer, Ureteral | 3 |  | N | N |  |  | 2 |  |  |  |  | Y | N | Eligible
GU |  | FAC | Valve, Ureterovesicle | 3 |  | N | N |  |  | 2 |  |  |  |  | Y | N | Eligible
GU |  | FAG | Prosthesis, Urethral Sphincter | 3 |  | N | N |  |  | 2 |  |  |  |  | Y | N | Eligible
GU |  | FAO | Device, Cystometric, Air | 3 |  | N | N |  |  | 2 |  |  |  |  | N | N | Eligible
GU |  | FBY | Cooler, Esophageal And Gastric | 3 |  | N | N |  |  | 2 |  |  |  |  | N | N | Eligible
GU |  | FBZ | Cooler, Prostatic | 3 |  | N | N |  |  | 2 |  |  |  |  | N | N | Eligible
GU |  | LEI | Implant, Anti-Gastroesophageal Reflux | 3 |  | N | N |  |  | 2 |  |  |  |  | Y | N | Eligible
GU |  | LIL | Monitor, Penile Tumescence |  | 1 | N | N |  |  | 1 |  |  |  |  | N | N | Eligible
GU |  | LJE | Catheter, Nephrostomy |  | 1 | N | N |  |  | 1 |  |  |  |  | N | N | Eligible
GU |  | LKN | Separator, Automated, Blood Cell And Plasma, Therapeutic |  | 1 | N | N |  |  | 1 |  |  |  |  | N | N | Ineligible
GU |  | LKX | Device, Thermal, Hemorrhoids |  | 1 | N | N |  |  | 1 |  |  |  |  | N | N | Eligible
GU |  | LNL | Stimulator, Electrical For Sperm Collection |  | 1 | N | N |  |  | 1 |  |  |  |  | N | N | Eligible
GU |  | LNM | Agent, Bulking, Injectable For Gastro-Urology Use | 3 |  | N | N |  |  | 2 |  |  |  |  | N | N | Eligible
GU |  | LNQ | Intestinal Stimulator |  |  | N | N |  |  | 6 |  |  |  |  | N | N | Eligible
GU |  | LNR | System, Photopheresis, Extracorporeal | 3 |  | N | N |  |  | 2 |  |  |  |  | N | N | Ineligible
GU |  | LOA | Device, Testicular Hypothermia | 3 |  | N | N |  |  | 2 |  |  |  |  | N | N | Eligible
GU |  | LQQ | Columns, Immunoadsorption In Extracorporeal Systems | 3 |  | N | N |  |  | 2 |  |  |  |  | N | N | Ineligible
GU |  | LQS | Spermatocele, Alloplastic |  | 1 | N | N |  |  | 1 |  |  |  |  | Y | N | Eligible
GU |  | LRL | Cushion, Hemorrhoid |  | 1 | N | N |  |  | 7 |  |  |  |  | N | N | Eligible
GU |  | LTI | Implant, Intragastric For Morbid Obesity | 3 |  | N | N |  |  | 2 |  |  |  |  | Y | N | Ineligible
GU |  | LXW | Column, Adsorption, Low Density, Lipoprotein | 3 |  | N | N |  |  | 3 |  |  |  |  | N | N | Ineligible
GU |  | MDP | Separator For Therapeutic Purposes, Membrane Automated Blood Cell/Plasma | 3 |  | N | N |  |  | 2 |  |  |  |  | N | N | Ineligible
GU |  | MEQ | System, Hyperthermia, Rf/Microwave (Benign Prostatic Hyperplasia),Thermotherapy | 3 |  | N | N |  |  | 2 |  |  |  |  | N | N | Ineligible
GU |  | MER | Stent, Urethral, Prostatic, Permanent Or Semi-Permanent | 3 |  | N | N |  |  | 2 |  |  |  |  | N | N | Eligible
GU |  | MES | Stent, Urethral, Bulbous, Permanent Or Semi-Permanent | 3 |  | N | N |  |  | 2 |  |  |  |  | N | N | Eligible
GU |  | MIK | Device, Ultrasonic, Thermal Ablation | 3 |  | N | N |  |  | 2 |  |  |  |  | N | N | Ineligible
GU |  | MIP | Implanted Fecal Incontinence Device | 3 |  | N | N |  |  | 2 | PMA Approved: P010020 |  |  |  | Y | N | Eligible
GU |  | MMY | Lipoprotein, Low Density, Removal | 3 |  | N | N |  |  | 2 |  |  |  |  | N | N | Ineligible
GU |  | MOA | Analyzer, Diagnostic, Fiber Optic (Colon) | 3 |  | N | N |  |  | 2 |  |  |  |  | N | N | Eligible
GU |  | MRE | Solution, Sodium Hyaluronate | 3 |  | N | N |  |  | 3 |  |  |  |  | N | N | Eligible
GU |  | MXQ | Stent, Urethral, External Sphincter, Permanent | 3 |  | N | N |  |  | 2 |  |  |  |  | Y | N | Eligible
GU |  | NAZ | Stimulator, Bladder |  |  | N | N |  |  | 6 |  |  |  |  | N | N | Eligible
GU |  | NCV | Lithotripter, Shockwave (For Treating Gallbladder Stones) | 3 |  | N | N |  |  | 2 |  |  |  |  | N | N | Eligible
GU |  | NZC | Stent, Urethral, Prostatic, Semi-Permanent | 3 |  | N | N |  |  | 2 | Approximately 3 cm tube placed in the prostatic urethra for short term use to drain urine. The device includes a retention mechanism that anchors in the bladder neck to hold it in place and a release mechanism that exits the penis. For short term use in men with partial of full prostatic urethral obstruction or the prevention of prostatic urethral obstruction post surgery or other prostatic treatment. | Approximately 3 centimeter tube (i.e. length of prostatic urethra) that is inserted into the prostatic urethra and includes a proximal retention component that anchors the device in the bladder neck and a suture-type material on the distal end that exits the urethra. | The urethral stent crosses a partially or fully obstructed prostatic urethra to allow passage of urine. | Prostatic urethra. | N | N | Eligible
GU |  | OAY | Light Source System, Diagnostic Endoscopic | 3 |  | N | N |  |  | 2 | A fluorescence system intended for use as an adjunct to white light cystoscopy when used in combination with a photosensitizer for the detection of bladder cancer. Patients with known or suspected bladder cancer and/or recurrence of bladder cancer, in patients undergoing diagnostic testing for bladder cancer by cystoscopy or positive urine cytology or who present with hematuria and/or a positive urine cytology test. | System includes a PPD light source, specific PDD telescopes for cystoscopy), camera system (PDD camera control unit, and PDD camera heads) fluid light cable, and PC based software communication program | 1. excitation and emission filters in the PDD telescopes and PDD camera heads limit light to the blue portion of the visible spectrum The combination of these 2 filters in conjunction with the photo- fluorescent drug Hexvix? enables visualization of carcinoma in situ (CIS) as a red fluorescent image against normal tissue that appears blue. | Urinary Bladder | N | N | Ineligible
GU |  | OCK | Transurethral Occlusion Insert, Urinary Incontinence-Control, Female | 3 |  | N | N |  |  | 2 | Transurethral insert for urinary occlusion/control in women with urinary incontinence | balloon tipped catheter, insertion device | A balloon tipped catheter is inserted into the urethra. Deflation or removal of the device results in fluid movement | urethra | N | N | Eligible
GU |  | ODH | Implantable Bladder-Evacuation Electrical Stimulation System |  |  | N | N |  |  | 6 | To provide urination on demand and to reduce post-void residual volumes of urine in patients who have clinically complete spinal cord lesions (asia classification) with intact parasympathetic innervations of the bladder and are skeletally mature and neurologically stable. | May include: electrodes, implantable pulse gnerator, battery charger, programmer or transmitter, surgical components | electrical sacral nerve stimulation | sacral anterior root | Y | N | Eligible
GU |  | OKN | Hyperthermia System, Bladder Cancer Treatment, With Chemotherapy | 3 |  | N | N |  |  | 2 | To heat the bladder wall concomitant with intravesical instillation of a chemotherapy drug. For the prophylactic treatment of bladder cancer recurrence following standard resection of tumors. | A hyperthermia control unit, a transurethral treatment catheter, and connecting tubing/cables. | Uses RF/microwave energy to heat the bladder wall and the intravesical chemotherapy solution. | The urinary bladder. | N | N | Ineligible
GU |  | OVL | Hemodialyzer, High Cut-Off |  |  | N | N |  |  | 6 | Removal of free light chains for the treatment of dialysis dependent acute renal failure secondary to cast nephropathy in patients with multiple myeloma. | The high cut-off technology hemodialyzer is characterized by larger membrane pore sizes resulting in a nominal cut off-point of 100 kilo Daltons (kDa) allowing removal of circulating substances with molecular weights up to a value of approximately 45 kDa. The membrane material used in this device is polyarylethersulfone (PAES) with an effective membrane surface area of 2.1 m�. | The high cut-off technology hemodialyzer is used on a conventional hemodialysis system with controlled ultrafiltration for the removal of free light chains. During therapy, anticoagulated blood taken from the patient flows via a tubing system through the high cut-off technology hemodialyzer and back into the patient's vascular system. Conventional dialysate solution is circulated in a counter-current direction through the dialysate compartment of the high cut-off hemodialyzer. To compensate for the removed fluid volume, a physiologic and isotonic replacement fluid is infused into the patient at a flow rate equal to or less than the filtrate flow rate. | External communicating device in contact with circulating blood. | N | N | Ineligible
GU |  | OYF | Aspiration Therapy System | 3 |  | N | N |  |  | 2 | Percutaneous gastric implant to remove stomach contents after eating for weight loss in the treatment of obesity in adults | PEG tube made of plastic | percutaneous implantation | stomach | Y | N | Eligible
GU |  | PAT | Bladder System |  |  | N | N |  |  | 6 | for the treatment of patients who have complete spinal cord lesions (ASIA Classification) with intact parasympathetic innervation of the bladder and are skeletally mature and neurologically stable, to provide urination on demand and to reduce post-void residual volumes of urine. | Implantable Receiver-Stimulator, and Extradural Electrodes; External controller (battery powered), External Transmitter, Battery Charger, Power Corc, External Cable and Transmitter Tester; Surgical component -Surgical stimulator, Extradural Surgical Probe, Intradural Surgical Probe, Electrode test Cable and Silicone adhesive. | Sacral anterior root stimulator intended to provide bladder evacuation by delivering electrical stimulation to the patient's intact spinal nerve root in order to elicit functional contraction of the muscles innervated by them. It consists of implantable, external, and surgical components. | Electrical stimulation of the urinary bladder in the Gu Tract to provide urination on demand and to reduce post-void residual volumes of urine. | Y | N | Eligible
GU |  | PAZ | Electrical Stimulation Bladder System |  |  | N | N |  |  | 6 | for the treatment of patients who have complete spinal cord lesions (ASIA Classification) with intact parasympathetic innervation of the bowel and are skeletally mature and neurologically stable, to provide bowel evacuation. | Implantable Receiver-Stimulator, and Extradural Electrodes; External controller (battery powered), External Transmitter, Battery Charger, Power Cord, External Cable and Transmitter Tester; Surgical component -Surgical stimulator, Extradural Surgical Probe, Intradural Surgical Probe, Electrode test Cable and Silicone adhesive. | Sacral anterior root stimulator intended to provide bladder evacuation by delivering electrical stimulation to the patient's intact spinal nerve root in order to elicit functional contraction of the muscles innervated by them. It consists of implantable, external, and surgical components. | Electrical stimulation of the lower bowel in the GI Tract to provide fecal evacuation on demand. | Y | N | Eligible
GU |  | PBN | Apheresis For Focal Glomerulosclerosis In Adult And Pediatric Patients |  |  | N | N |  |  | 6 | Removal of plasma components to treat focal glomerulosclerosis | Composed of four components: a pair of paheresis columns (dextran sulfate cellulose adsorption column soaked in sodium citrate solution); two other disposable components (a hollow fiber, ethylene vinyl alcohol copolymer-coated polyethylene plasma separator and a polyvinyl chloride tubing system); and a reusable electronic control unit. | Blood is pumped from patients arm into the device which then separates blood into cellular components and plasma. Plasma is then sent thru dextran sulfate cellulose column to remove specific plasma components. Depleted plasma is then recombined with cellular blood elements and is then pumped back to patient. | Plasma components are removed to aid the patients kidneys | N | N | Ineligible
GU |  | PDI | Beta 2-Microglobulin Apheresis Column |  |  | N | N |  |  | 6 | Relief of symptoms of clinically diagnosed dialysis-related amyloidosis (DRA). | The Beta 2-microglobulin Apheresis Column is an adsorbent column containing porous, spherical cellulose beads with covalently linked hexadecyl groups as ligands. The size of the pores on the beads is about 460 um. The device comes in multiple models with capacity ranging from 150 ml to 350 ml and extracorporeal volume ranging from 65 ml to 177 ml. | The device adsorbs Beta 2-microglobulin by the combined use of hydrophobic interaction and the appropriate pore size on cellulose beads. The pore size limits the size of proteins and peptides adsorbed by the column to be between 4 and 20 kDa. | External communicating device in contact with circulating blood. | N | N | Ineligible
GU |  | PFE | Gastrointestinal Liner System |  | 3 | N | N |  |  | 3 | for the treatment of type 2 diabetes. The gastrointestinal liner is indicated for a maximum of 12 months. | Grasper and Retrieval Hood | It is provided sterile and consists of a gastrointestinal liner (anchor and liner), preloaded in a catheter that delivers the liner to the proximal intestine. | GI | Y | N | Eligible
GU |  | PHN | Protective Coating, Mucoadhesive Application, For The Rectal Mucosa |  | 1 | N | N |  |  | 1 | Mucoadhesive application for the protective coating of the rectal mucosa. | viscous liquid | applied via enema bottle applicator, the mucoadhesive formulation results in the formation of a protective coating over the rectal mucosa. | rectum | N | N | Eligible
GU |  | PHO | Normothermic Preservation System For Transplantation Of Initially Unacceptable Donor Lungs | 3 |  | N | N |  |  | 2 | Preservation of donor lungs for transplantation. | Device consists of a system made up of several components, such as an oxygenator, ventilator, thermal control unit, flow pumps, as well as dedicated disposable sets, cannulation accessories, organ chamber and preservation solution. | Device actively perfuses the donor lung with a preservation solution, while also ventilating and oxygenating it, and while maintaining it in near-physiologic temperatures, so that it may be preserved and assessed for transplantation. | Donor lungs | N | Y | Ineligible
GU |  | PIK | Metabolic Neuromodulation System |  | 3 | N | N |  |  | 3 | The device treats type 2 diabetes through hepatic nerve denervation. The metabolic neuromodulation system consists of a monopolar single electrode ablation catheter and radio frequency generator and is intended to ablate the sympathetic nerves surrounding the common hepatic artery. | The device treats type 2 diabetes through hepatic nerve denervation. The metabolic neuromodulation system consists of a monopolar single electrode ablation catheter and radio frequency generator and is intended to ablate the sympathetic nerves surrounding the common hepatic artery. | The device treats type 2 diabetes through hepatic nerve denervation. The metabolic neuromodulation system consists of a monopolar single electrode ablation catheter and radio frequency generator and is intended to ablate the sympathetic nerves surrounding the common hepatic artery. | hepatic artery. | N | N | Eligible
GU |  | PIM | Neuromodulator For Obesity | 3 |  | N | N |  |  | 2 | Weight reduction by peripheral neuromodulation. | Pulse generator with leads | Neural modulation with implantable electrical pulse generators. | Enteric nervous system | Y | N | Eligible
GU |  | PMH | Mechanical Compression Device Fecal Incontinence (Non-Manually Operated) |  |  | N | N |  |  | 6 | For treatment of fecal incontinence in patients who have failed conservative therapies | The device is comprised of an annular ring (implant), sizing tool and insertion tool. | Compresseion of the anal sphincter through use of magnetic force | External anal sphincter. | Y | N | Eligible
GU |  | QBA | Normothermic Machine Perfusion System For The Preservation Of Standard Criteria Donor Lungs Prior To Transplantation | 3 |  | N | N |  |  | 2 | To preserve donor lungs prior to transplantation | The device may consists of a portable enclosure with electronics and hardcore that control the ventilation and perfusion of the donor organ, disposable components that complete the ventilation and perfusion circuits, and a preservation solution used to perfuse the organ. | The device perfuses and ventilates the donor lungs prior to transplantation | Donor lungs | N | N | Ineligible
GU |  | QLO | Immunoadsorption Column For Emergency Use |  | 11 | N | N |  |  | 8 | Extracorporeal carbon dioxide removal from blood for use during declared public health emergency. | Blood or plasma filter comprised of hollow fibers or adsorption media, possibly including an extracorporeal tubing set and other accessories. | Extracorporeal blood purification | Extracorporeal filtration of blood or plasma | N | Y | Ineligible
GU |  | QNB | Plasma Processing System For Converting Alpha To Pre-Beta High-Density Lipoprotein |  |  | N | N |  |  | 6 | To reduce coronary atheroma in patients with Homozygous Familial Hypercholesterolemia. | Automated plasma processing system, system accessories, and solutions. | Off-line plasma processing system that mixes blood plasma with delipidation solutions for converting alpha to pre-beta high-density lipoprotein. | Blood plasma. | N | N | Ineligible
GU |  | QPT | Stimulator, Tibial, Electrical, Implantable, For Urinary Incontinence | 3 |  | N | N |  |  | 2 | Implanted electrical stimulator, including implanted power source, for treatment of overactive bladder or symptoms of overactive bladder through electrical stimulation of the tibial nerve. | Stimulator, including power source, implanted to stimulate tibial nerve | Uses electrical stimulation of the tibial nerve to interfere with pelvic innervation signals to the bladder | Implanted adjacent to tibial nerve near malleolus of ankle; stimulation of tibial nerve interferes with pelvic innervation of bladder | Y | N | Ineligible
GU |  | QQK | Normothermic Machine Perfusion System For The Preservation Of Donor Livers Prior To Transplantation | 3 |  | N | N |  |  | 2 | The device is intended for machine preservation of donor livers prior to transplantation. | Device consists of a system made up of several components, such as an oxygenator, thermal control unit, a flow pump, as well as dedicated disposable sets, cannulation accessories, and organ chamber. Bile salts are included with the device. | Device actively perfuses the donor liver with a preservation solution, while also oxygenating it, collecting bile and maintaining it in near-physiologic temperatures, so that it may be preserved and assessed for transplantation. | Donor livers | N | Y | Ineligible
GU |  | QRH | Catheter, Balloon, Urethral, Drug-Coated | 3 |  | N | N |  |  | 2 | Dilate urethral strictures | Drug-coated balloon catheter | Exert radial force to dilate narrow urethral segments (strictures) | Urethra | N | N | Ineligible
GU |  | QXB | Drug Coated Prostatic Dilation Catheter For Benign Prostatic Hyperplasia | 3 |  | N | N |  |  | 2 | dilate prostatic urethra to treat obstructive urinary symptoms associated with benign prostatic hyperplasia | drug-coated balloon catheter | exert radial force to dilate narrow prostatic urethra | prostatic urethra | N | N | Ineligible
GU |  | SDK | Transdermal Test For Assessment Of Glomerular Filtration Rate | 3 |  | N | N |  |  | 2 | A test used to assess a patient�s glomerular filtration rate (GFR) by injecting a fluorescent tracer molecule into the blood stream and measuring the amount of fluorescence through the skin with a transdermal sensor. | The test system may include sensors, software, a monitor, and a molecular tracer agent which is injected into the patient. | A tracer is injected into a patient�s blood stream and a sensor is used to measure the tracer signal from the blood through the patient�s skin. This signal is converted to a glomerular filtration rate. | Kidney or Renal | N | N | Ineligible
GU |  | SDQ | Alfapump System | 3 |  | N | N |  |  | 2 | The alfapump System is intended for single patient use only in adult patients with refractory or recurrent ascites due to liver cirrhosis. It is indicated for the removal of excess peritoneal fluid from the peritoneal cavity into the bladder, where it can be eliminated through normal urination. | Implantable gear pump with catheters and system components, which include Smart Charger and Docking Station, and laptop/notebook to charge and program the implantable pump and wirelessly receive pump data | Uses a implantable, and inductively charged gear pump, with a Peritoneal Catheter and Bladder catheter to remove excess peritoneal fluid from the peritoneal cavity into the bladder, where the fluid can be eliminated through normal urination. | abdomen, peritoneal cavity, and bladder | Y | Y | Ineligible
HE | AN | PHY | Sparse Sample Pk Profile And Dosing Software | 2 |  | N | N |  | 868.189 | 1 | To estimate PK profile and dosing calculation. | Solid | Software driven | Blood | N | N | Eligible
HE | CH | QBV | Centrifuge For Preparation Of Cell Concentrate And/Or Plasma Concentrate | 1 |  | N | Y |  | 862.205 | 4 | To prepare cell concentrate and/or plasma concentrate by separating cells through centrifugation. Contraindications - Labeling Warnings and Precautions: The safety and effectiveness of this device for in vivo indications for use has not been established. | Centrifuge, process disposable and system accessories | Uses centrifugation to separate cells based on cell density | Bone marrow and peripheral blood asprirate | N | N | Ineligible
HE | HE | BSA | Warmer, Blood, Electromagnetic Radiation | 3 |  | N | N |  | 864.9205 | 2 |  |  |  |  | N | N | Eligible
HE | HE | BSB | Warmer, Blood, Non-Electromagnetic Radiation | 2 |  | N | N |  | 864.9205 | 1 |  |  |  |  | N | N | Eligible
HE | HE | DAP | Fibrinogen And Fibrin Split Products, Antigen, Antiserum, Control | 2 |  | N | Y |  | 864.732 | 1 |  |  |  |  | N | N | Ineligible
HE | HE | DAR | Fibrinogen And Split Products, Rhodamine, Antigen, Antiserum, Control | 2 |  | N | Y |  | 864.734 | 1 |  |  |  |  | N | N | Ineligible
HE | HE | DAT | Fibrinogen And Split Products, Peroxidase, Antigen, Antiserum, Control | 2 |  | N | Y |  | 864.734 | 1 |  |  |  |  | N | N | Ineligible
HE | HE | DAX | Fibrinogen And Split Products, Fitc, Antigen, Antiserum, Control | 2 |  | N | Y |  | 864.734 | 1 |  |  |  |  | N | N | Ineligible
HE | HE | DAZ | Fibrinogen And Split Products, Antigen, Antiserum, Control | 2 |  | N | Y |  | 864.734 | 1 |  |  |  |  | N | N | Ineligible
HE | HE | DDQ | Antigen, Antiserum, Control, Antithrombin Iii | 2 |  | N | Y |  | 864.706 | 1 |  |  |  |  | N | N | Eligible
HE | HE | GFK | Fibrinogen Determination Standards And Controls | 2 |  | N | Y |  | 864.734 | 1 |  |  |  |  | N | N | Eligible
HE | HE | GFO | Activated Partial Thromboplastin | 2 |  | N | Y |  | 864.7925 | 1 |  |  |  |  | N | N | Ineligible
HE | HE | GFS | Standards And Controls, Hemoglobin, Normal And Abnormal | 2 |  | N | N |  | 864.8625 | 4 |  |  |  |  | N | N | Eligible
HE | HE | GFT | Protamine Sulphate | 2 |  | N | Y |  | 864.7525 | 1 |  |  |  |  | N | N | Eligible
HE | HE | GFX | Fibrinogen Standard | 2 |  | N | N |  | 864.734 | 4 |  |  |  |  | N | N | Eligible
HE | HE | GGC | Control, Plasma, Abnormal | 2 |  | N | N |  | 864.5425 | 4 |  |  |  |  | N | N | Eligible
HE | HE | GGF | Acid Hematin | 2 |  | N | N |  | 864.75 | 4 |  |  |  |  | N | N | Eligible
HE | HE | GGG | Guaiac Reagent | 2 |  | N | Y |  | 864.655 | 1 |  |  |  |  | N | N | Eligible
HE | HE | GGJ | Fluid, Diluting, White-Cell | 1 |  | N | N |  | 864.82 | 4 |  |  |  |  | N | N | Eligible
HE | HE | GGK | Products, Red-Cell Lysing Products | 1 |  | N | N |  | 864.854 | 4 |  |  |  |  | N | N | Eligible
HE | HE | GGL | Control, White-Cell | 2 |  | N | N |  | 864.8625 | 4 |  |  |  |  | N | N | Eligible
HE | HE | GGM | Control, Hemoglobin | 2 |  | N | N |  | 864.8625 | 4 |  |  |  |  | N | N | Eligible
HE | HE | GGN | Plasma, Coagulation Control | 2 |  | N | N |  | 864.5425 | 4 |  |  |  |  | N | N | Eligible
HE | HE | GGO | Reagent, Thromboplastin And Control | 2 |  | N | Y |  | 864.7925 | 1 |  |  |  |  | N | N | Eligible
HE | HE | GGP | Test, Qualitative And Quantitative Factor Deficiency | 2 |  | N | Y |  | 864.729 | 1 |  |  |  |  | N | N | Eligible
HE | HE | GGQ | Test, Prothrombin Consumption | 2 |  | N | N |  | 864.772 | 4 |  |  |  |  | N | N | Eligible
HE | HE | GGT | Assay, Erythropoietin | 2 |  | N | Y |  | 864.725 | 1 |  |  |  |  | N | N | Eligible
HE | HE | GGW | Test, Time, Partial Thromboplastin | 2 |  | N | Y |  | 864.7925 | 1 |  |  |  |  | N | N | Ineligible
HE | HE | GGX | Pipette, Sahli | 1 |  | N | N |  | 864.616 | 4 |  |  |  |  | N | N | Eligible
HE | HE | GGY | Pipette, Diluting | 1 |  | N | N |  | 864.616 | 4 |  |  |  |  | N | N | Eligible
HE | HE | GGZ | Oxyhemoglobin | 2 |  | N | Y |  | 864.75 | 1 |  |  |  |  | N | N | Eligible
HE | HE | GHA | Hemoglobin, Alkali Resistant | 2 |  | N | Y |  | 864.7455 | 1 |  |  |  |  | N | N | Eligible
HE | HE | GHC | Tube, Sedimentation Rate | 1 |  | N | N |  | 864.67 | 4 |  |  |  |  | N | N | Eligible
HE | HE | GHD | Test, Leukocyte Alkaline Phosphatase | 1 |  | N | N |  | 864.766 | 4 |  |  |  |  | N | N | Eligible
HE | HE | GHH | Fibrin Split Products | 2 |  | N | Y |  | 864.732 | 1 |  |  |  |  | N | N | Ineligible
HE | HE | GHK | Centrifuge, Microsedimentation | 1 |  | N | N |  | 864.535 | 4 |  |  |  |  | N | N | Eligible
HE | HE | GHM | Test, Sickle Cell | 2 |  | N | Y |  | 864.7825 | 1 |  |  |  |  | N | N | Eligible
HE | HE | GHO | Hemocytometer | 1 |  | N | N |  | 864.616 | 4 |  |  |  |  | N | N | Eligible
HE | HE | GHQ | Stain, Fetal Hemoglobin | 2 |  | N | N |  | 864.7455 | 4 |  |  |  |  | N | N | Eligible
HE | HE | GHR | Reagent, Platelet Aggregation | 2 |  | N | Y |  | 864.57 | 1 |  |  |  |  | N | N | Eligible
HE | HE | GHS | Assay, Carboxyhemoglobin | 2 |  | N | Y |  | 864.7425 | 1 |  |  |  |  | N | N | Eligible
HE | HE | GHY | Hematocrit, Tube, Rack, Sealer, Holder | 2 |  | N | N |  | 864.64 | 4 |  |  |  |  | N | N | Eligible
HE | HE | GIE | Fibrometer | 2 |  | N | N |  | 864.54 | 4 |  |  |  |  | N | N | Eligible
HE | HE | GIF | Diluent, Blood Cell | 1 |  | N | N |  | 864.82 | 4 |  |  |  |  | N | N | Eligible
HE | HE | GIG | Hemoglobinometer | 2 |  | N | Y |  | 864.75 | 1 |  |  |  |  | N | N | Eligible
HE | HE | GII | Glutathione, Red-Cell | 2 |  | N | N |  | 864.7375 | 4 |  |  |  |  | N | N | Eligible
HE | HE | GIL | Plasma, Fibrinogen Control | 2 |  | N | N |  | 864.734 | 4 |  |  |  |  | N | N | Eligible
HE | HE | GIO | Tube, Collection, Capillary Blood | 1 |  | N | N |  | 864.615 | 4 |  |  |  |  | N | N | Eligible
HE | HE | GIQ | Hemoglobin S | 2 |  | N | Y |  | 864.7415 | 1 |  |  |  |  | N | N | Eligible
HE | HE | GIR | Reagent, Russel Viper Venom | 1 |  | N | Y |  | 864.895 | 1 |  |  |  |  | N | N | Eligible
HE | HE | GIS | Test, Fibrinogen | 2 |  | N | Y |  | 864.734 | 1 |  |  |  |  | N | N | Eligible
HE | HE | GIT | Reagent & Control, Partial Thromboplastin Time | 2 |  | N | Y |  | 864.7925 | 1 |  |  |  |  | N | N | Eligible
HE | HE | GIZ | Plasma, Control, Normal | 2 |  | N | N |  | 864.5425 | 4 |  |  |  |  | N | N | Eligible
HE | HE | GJA | Test, Thrombin Time | 2 |  | N | Y |  | 864.7875 | 1 |  |  |  |  | N | N | Ineligible
HE | HE | GJB | Thrombin | 2 |  | N | Y |  | 864.7875 | 1 |  |  |  |  | N | N | Eligible
HE | HE | GJC | Assay, Sulfhemoglobin | 2 |  | N | Y |  | 864.749 | 1 |  |  |  |  | N | N | Eligible
HE | HE | GJG | Pipette, Quantitative, Hematology | 1 |  | N | N |  | 864.616 | 4 |  |  |  |  | N | N | Eligible
HE | HE | GJH | Stain, Reticulocyte | 1 |  | Y | N |  | 864.185 | 4 |  |  |  |  | N | N | Eligible
HE | HE | GJJ | Stains, Heinz Body | 1 |  | Y | N |  | 864.185 | 4 |  |  |  |  | N | N | Eligible
HE | HE | GJL | Romanowsky Stains | 1 |  | Y | N |  | 864.185 | 4 |  |  |  |  | N | N | Eligible
HE | HE | GJN | Fluid, Diluting, Red-Cell | 1 |  | N | N |  | 864.82 | 4 |  |  |  |  | N | N | Eligible
HE | HE | GJP | Control, Platelet | 2 |  | N | N |  | 864.8625 | 4 |  |  |  |  | N | N | Eligible
HE | HE | GJR | Control, Red-Cell | 2 |  | N | N |  | 864.8625 | 4 |  |  |  |  | N | N | Eligible
HE | HE | GJS | Test, Time, Prothrombin | 2 |  | N | N |  | 864.775 | 1 |  |  |  |  | N | N | Ineligible
HE | HE | GJT | Plasma, Coagulation Factor Deficient | 2 |  | N | Y |  | 864.729 | 1 |  |  |  |  | N | N | Eligible
HE | HE | GJW | Pipette, Pasteur | 1 |  | N | N |  | 864.616 | 4 |  |  |  |  | N | N | Eligible
HE | HE | GJZ | Cyanomethemoglobin Reagent And Standard Solution | 2 |  | N | Y |  | 864.75 | 1 |  |  |  |  | N | N | Eligible
HE | HE | GKA | Abnormal Hemoglobin Quantitation | 2 |  | N | Y |  | 864.7415 | 1 |  |  |  |  | N | N | Eligible
HE | HE | GKB | Device, Automated Sedimentation Rate | 1 |  | N | N |  | 864.58 | 4 |  |  |  |  | N | N | Eligible
HE | HE | GKE | Osmotic Fragility Testing | 1 |  | N | N |  | 864.66 | 4 |  |  |  |  | N | N | Eligible
HE | HE | GKF | Instrument, Hematocrit, Automated | 2 |  | N | N |  | 864.56 | 1 |  |  |  |  | N | N | Eligible
HE | HE | GKG | Centrifuge, Hematocrit | 2 |  | N | N |  | 864.64 | 4 |  |  |  |  | N | N | Eligible
HE | HE | GKH | Apparatus, Automated Blood Cell Diluting | 1 |  | N | N |  | 864.524 | 4 |  |  |  |  | N | N | Eligible
HE | HE | GKJ | Spinner, Slide, Automated | 1 |  | N | N |  | 864.585 | 4 |  |  |  |  | N | N | Eligible
HE | HE | GKK | Cyanomethemoglobin | 2 |  | N | Y |  | 864.75 | 1 |  |  |  |  | N | N | Eligible
HE | HE | GKL | Counter, Cell, Automated (Particle Counter) | 2 |  | N | Y |  | 864.52 | 1 |  |  |  |  | N | N | Eligible
HE | HE | GKM | Hand-Tally, Differential | 1 |  | N | N |  | 864.616 | 4 |  |  |  |  | N | N | Eligible
HE | HE | GKN | Timer, Clot, Automated | 2 |  | N | Y |  | 864.54 | 1 |  |  |  |  | N | N | Eligible
HE | HE | GKP | Instrument, Coagulation, Automated | 2 |  | N | Y |  | 864.54 | 1 |  |  |  |  | N | N | Ineligible
HE | HE | GKQ | Test, Thromboplastin Generation | 1 |  | N | N |  | 864.79 | 4 |  |  |  |  | N | N | Eligible
HE | HE | GKR | System, Hemoglobin, Automated | 2 |  | N | N |  | 864.562 | 1 |  |  |  |  | N | N | Eligible
HE | HE | GKT | Separator, Automated, Blood Cell, Diagnostic | 2 |  | N | N |  | 864.9245 | 1 |  |  |  |  | N | N | Eligible
HE | HE | GKW | Aggregometer, Platelet, Thrombokinetogram | 2 |  | N | Y |  | 864.6675 | 1 |  |  |  |  | N | N | Eligible
HE | HE | GKX | Instrument, Automated Platelet Counting | 2 |  | N | Y |  | 864.52 | 1 |  |  |  |  | N | N | Eligible
HE | HE | GKZ | Counter, Differential Cell | 2 |  | N | N |  | 864.522 | 1 |  |  |  |  | N | N | Ineligible
HE | HE | GLG | Platelet Counting, Manual | 1 |  | N | N |  | 864.616 | 4 |  |  |  |  | N | N | Eligible
HE | HE | GLK | Control, Hematocrit | 2 |  | N | N |  | 864.8625 | 4 |  |  |  |  | N | N | Eligible
HE | HE | GLQ | Mixture, Control, White-Cell And Red-Cell Indices | 2 |  | N | N |  | 864.8625 | 4 |  |  |  |  | N | N | Eligible
HE | HE | GLY | Oximeter To Measure Hemoglobin | 2 |  | N | Y |  | 864.75 | 1 |  |  |  |  | N | N | Eligible
HE | HE | JBB | Solubility, Hemoglobin, Abnormal | 2 |  | N | Y |  | 864.7825 | 1 |  |  |  |  | N | N | Eligible
HE | HE | JBD | System, Analysis, Electrophoretic Hemoglobin | 2 |  | N | Y |  | 864.744 | 1 |  |  |  |  | N | N | Eligible
HE | HE | JBE | Cell Enzymes (Erythrocytic And Leukocytic) | 2 |  | N | Y |  | 864.71 | 1 |  |  |  |  | N | N | Eligible
HE | HE | JBF | Glucose-6-Phosphate Dehydrogenase (Erythrocytic), Screening | 2 |  | N | Y |  | 864.736 | 1 |  |  |  |  | N | N | Eligible
HE | HE | JBG | Glucose-6-Phosphate Dehydrogenase (Erythrocytic), Spot | 2 |  | N | Y |  | 864.736 | 1 |  |  |  |  | N | N | Eligible
HE | HE | JBH | Glucose-6-Phosphate Dehydrogenase (Erythrocytic), Micromethod | 2 |  | N | Y |  | 864.736 | 1 |  |  |  |  | N | N | Eligible
HE | HE | JBI | Glucose-6-Phosphate Dehydrogenase (Erythrocytic), Catalase Inhibition | 2 |  | N | Y |  | 864.736 | 1 |  |  |  |  | N | N | Eligible
HE | HE | JBJ | Glucose-6-Phosphate Dehydrogenase (Erythrocytic), Methemoglobin Reduction | 2 |  | N | Y |  | 864.736 | 1 |  |  |  |  | N | N | Eligible
HE | HE | JBK | Glucose-6-Phosphate Dehydrogenase (Erythrocytic), U.V. Kinetic | 2 |  | N | Y |  | 864.736 | 1 |  |  |  |  | N | N | Eligible
HE | HE | JBL | Glucose-6-Phosphate Dehydrogenase (Erythrocytic), Quantitative | 2 |  | N | Y |  | 864.736 | 1 |  |  |  |  | N | N | Eligible
HE | HE | JBM | Glucose-6-Phosphate Dehydrogenase (Erythrocytic), Electrophoresis | 2 |  | N | Y |  | 864.736 | 1 |  |  |  |  | N | N | Eligible
HE | HE | JBN | Fibrin Monomer Paracoagulation | 2 |  | N | N |  | 864.73 | 4 |  |  |  |  | N | N | Eligible
HE | HE | JBO | Test, Euglobulin Lysis | 2 |  | N | N |  | 864.7275 | 4 |  |  |  |  | N | N | Eligible
HE | HE | JBP | Activated Whole Blood Clotting Time | 2 |  | N | Y |  | 864.714 | 1 |  |  |  |  | N | N | Ineligible
HE | HE | JBQ | Antithrombin Iii Quantitation | 2 |  | N | Y |  | 864.706 | 1 |  |  |  |  | N | N | Eligible
HE | HE | JBR | Test, Heparin Neutralization | 2 |  | N | Y |  | 864.7525 | 1 |  |  |  |  | N | N | Eligible
HE | HE | JBT | Timer, Coagulation | 2 |  | N | N |  | 864.54 | 4 |  |  |  |  | N | N | Eligible
HE | HE | JBW | Red-Cell Indices, Measured | 2 |  | N | Y |  | 864.53 | 1 |  |  |  |  | N | N | Eligible
HE | HE | JBX | Aggregrometer, Platelet | 2 |  | N | Y |  | 864.6675 | 1 |  |  |  |  | N | N | Eligible
HE | HE | JBY | Aggregometer, Platelet, Photo-Optical Scanning | 2 |  | N | Y |  | 864.6675 | 1 |  |  |  |  | N | N | Eligible
HE | HE | JBZ | Study, Platelet Adhesive | 2 |  | N | N |  | 864.665 | 4 |  |  |  |  | N | N | Eligible
HE | HE | JCA | Device, Bleeding Time | 2 |  | N | N |  | 864.61 | 4 |  |  |  |  | N | N | Eligible
HE | HE | JCF | Lymphocyte Separation Medium | 1 |  | N | N |  | 864.85 | 4 |  |  |  |  | N | N | Eligible
HE | HE | JCG | Fluid, Diluting, Manual Cell | 1 |  | N | N |  | 864.82 | 4 |  |  |  |  | N | N | Eligible
HE | HE | JCJ | Alkaline Phosphatase | 1 |  | N | N |  | 864.766 | 4 |  |  |  |  | N | N | Eligible
HE | HE | JCM | Control, Hemoglobin, Abnormal | 2 |  | N | N |  | 864.7415 | 4 |  |  |  |  | N | N | Eligible
HE | HE | JCN | Control, Cell Counter, Normal And Abnormal | 2 |  | N | N |  | 864.8625 | 4 |  |  |  |  | N | N | Eligible
HE | HE | JCO | Bothrops Atrox Reagent | 2 |  | N | Y |  | 864.81 | 1 |  |  |  |  | N | N | Eligible
HE | HE | JIO | Blood, Occult, Colorimetric, In Urine | 2 |  | N | Y |  | 864.655 | 1 |  |  |  |  | N | N | Eligible
HE | HE | JIP | Blood, Occult, Enzymatic Method, In Urine | 2 |  | N | Y |  | 864.655 | 1 |  |  |  |  | N | N | Eligible
HE | HE | JLM | Isoenzymes, Electrophoretic, Glucose-6-Phosphate Dehydrogenase | 2 |  | N | Y |  | 864.736 | 1 |  |  |  |  | N | N | Eligible
HE | HE | JMB | Visual, Semi-Quant. (Colorimetric), Glucose-6-Phosphate Dehydrogenase | 2 |  | N | Y |  | 864.736 | 1 |  |  |  |  | N | N | Eligible
HE | HE | JMC | Nadp Reduction (U.V.), Glucose-6-Phosphate Dehydrogenase | 2 |  | N | Y |  | 864.736 | 1 |  |  |  |  | N | N | Eligible
HE | HE | JMH | Fluorescence, Visual Observation (Qual., U.V.), Glutathione Reductase | 2 |  | N | N |  | 864.7375 | 4 |  |  |  |  | N | N | Eligible
HE | HE | JOX | Analyzer, Heparin, Automated | 2 |  | N | Y |  | 864.568 | 1 |  |  |  |  | N | N | Eligible
HE | HE | JOY | Device, Automated Cell-Locating | 2 |  | N | Y |  | 864.526 | 1 |  |  |  |  | N | N | Eligible
HE | HE | JOZ | System, Automated Platelet Aggregation | 2 |  | N | Y |  | 864.57 | 1 |  |  |  |  | N | N | Eligible
HE | HE | JPA | System, Multipurpose For In Vitro Coagulation Studies | 2 |  | N | Y |  | 864.5425 | 1 |  |  |  |  | N | N | Ineligible
HE | HE | JPB | Hemoglobin M | 2 |  | N | Y |  | 864.7415 | 1 |  |  |  |  | N | N | Eligible
HE | HE | JPC | Hemoglobin F Quantitation | 2 |  | N | Y |  | 864.7455 | 1 |  |  |  |  | N | N | Eligible
HE | HE | JPD | Hemoglobin A2 Quantitation | 2 |  | N | Y |  | 864.74 | 1 |  |  |  |  | N | N | Eligible
HE | HE | JPE | Antithrombin Iii, Two Stage Clotting Time Assay | 2 |  | N | Y |  | 864.706 | 1 |  |  |  |  | N | N | Eligible
HE | HE | JPF | Prothrombin-Proconvertin And Thrombotest | 2 |  | N | N |  | 864.7735 | 4 |  |  |  |  | N | N | Eligible
HE | HE | JPH | Test, Erythrocyte Sedimentation Rate | 1 |  | N | N |  | 864.67 | 4 |  |  |  |  | N | N | Eligible
HE | HE | JPI | Device, Hematocrit Measuring | 2 |  | N | N |  | 864.64 | 4 |  |  |  |  | N | N | Eligible
HE | HE | JPJ | Red-Cell Indices, Calculated | 2 |  | N | Y |  | 864.53 | 1 |  |  |  |  | N | N | Eligible
HE | HE | JPK | Mixture, Hematology Quality Control | 2 |  | N | N |  | 864.8625 | 4 |  |  |  |  | N | N | Eligible
HE | HE | JWO | Device, Blood Volume Measuring | 2 |  | N | Y |  | 864.595 | 1 |  |  |  |  | N | N | Eligible
HE | HE | JWR | Atp Release (Luminescence) | 1 |  | N | N |  | 864.704 | 4 |  |  |  |  | N | N | Eligible
HE | HE | KFF | Assay, Heparin | 2 |  | N | Y |  | 864.7525 | 1 |  |  |  |  | N | N | Ineligible
HE | HE | KHE | Reagent, Occult Blood | 2 |  | N | Y |  | 864.655 | 1 |  |  |  |  | N | N | Eligible
HE | HE | KHF | Adenine Nucleotide Quantitation | 1 |  | N | N |  | 864.704 | 4 |  |  |  |  | N | N | Eligible
HE | HE | KHG | Whole Blood Hemoglobin Determination | 2 |  | N | Y |  | 864.75 | 1 |  |  |  |  | N | N | Eligible
HE | HE | KQE | Assay, Erythrocytic Glucose-6-Phosphate Dehydrogenase | 2 |  | N | Y |  | 864.736 | 1 |  |  |  |  | N | N | Eligible
HE | HE | KQF | Assay, Glutathione Reductase | 2 |  | N | N |  | 864.7375 | 4 |  |  |  |  | N | N | Eligible
HE | HE | KQG | Instrument, Coagulation | 2 |  | N | Y |  | 864.54 | 1 |  |  |  |  | N | N | Eligible
HE | HE | KQH | Red-Cell Indices | 2 |  | N | Y |  | 864.53 | 1 |  |  |  |  | N | N | Eligible
HE | HE | KQI | Assay, Fetal Hemoglobin | 2 |  | N | Y |  | 864.7455 | 1 |  |  |  |  | N | N | Eligible
HE | HE | KQJ | System, Fibrinogen Determination | 2 |  | N | Y |  | 864.734 | 1 |  |  |  |  | N | N | Eligible
HE | HE | KRX | Calibrator For Cell Indices | 2 |  | N | N |  | 864.815 | 4 |  |  |  |  | N | N | Eligible
HE | HE | KRY | Calibrator For Platelet Counting | 2 |  | N | N |  | 864.8175 | 4 |  |  |  |  | N | N | Eligible
HE | HE | KRZ | Calibrator For Hemoglobin And Hematocrit Measurement | 2 |  | N | N |  | 864.8165 | 4 |  |  |  |  | N | N | Eligible
HE | HE | KSA | Calibrator For Red-Cell And White-Cell Counting | 2 |  | N | N |  | 864.8185 | 4 |  |  |  |  | N | N | Eligible
HE | HE | KSB | Set, Transfer (Blood/Plasma) | 2 |  | N | N |  | 864.9875 | 1 |  |  |  |  | N | N | Eligible
HE | HE | KSD | Device, Heat-Sealing | 1 |  | N | N |  | 864.975 | 4 |  |  |  |  | N | N | Eligible
HE | HE | KSE | Refrigerator, Freezer, Blood Storage | 2 |  | N | N |  | 864.97 | 4 |  |  |  |  | N | N | Eligible
HE | HE | KSF | Kit, Quality Control For Blood Banking Reagents | 2 |  | N | N |  | 864.965 | 1 |  |  |  |  | N | N | Eligible
HE | HE | KSG | Media, Potentiating For In Vitro Diagnostic Use | 2 |  | N | N |  | 864.96 | 4 |  |  |  |  | N | N | Eligible
HE | HE | KSH | Chamber, Environmental For The Storage Of Platelet Concentrate | 2 |  | N | N |  | 864.9575 | 4 |  |  |  |  | N | N | Eligible
HE | HE | KSI | Lectins And Protectins | 2 |  | N | N |  | 864.955 | 4 |  |  |  |  | N | N | Eligible
HE | HE | KSK | Solution, Stabilized Enzyme | 2 |  | N | N |  | 864.94 | 4 |  |  |  |  | N | N | Eligible
HE | HE | KSL | Solution, Copper Sulfate For Specific Gravity Determinations | 1 |  | N | N |  | 864.932 | 4 |  |  |  |  | N | N | Eligible
HE | HE | KSM | System, Test, Combs, Automated | 2 |  | N | N |  | 864.93 | 1 |  |  |  |  | N | N | Eligible
HE | HE | KSN | Centrifuge, Cell-Washing, Automated For Immuno-Hematology | 2 |  | N | N |  | 864.9285 | 1 |  |  |  |  | N | N | Eligible
HE | HE | KSO | Centrifuge, Blood-Bank For In Vitro Diagnostic Use | 1 |  | N | N |  | 864.9275 | 4 |  |  |  |  | N | N | Eligible
HE | HE | KSP | Apparatus, Cell-Freezing And Reagents | 1 |  | N | N |  | 864.9225 | 4 |  |  |  |  | N | N | Eligible
HE | HE | KSQ | Device, Blood Mixing And Blood Weighing | 1 |  | N | N |  | 864.9195 | 4 |  |  |  |  | N | N | Eligible
HE | HE | KSR | Container, Empty, For Collection & Processing Of Blood & Blood Components | 2 |  | N | N |  | 864.91 | 1 |  |  |  |  | N | N | Eligible
HE | HE | KSS | Supplies, Blood-Bank | 1 |  | N | N |  | 864.905 | 1 |  |  |  |  | N | N | Eligible
HE | HE | KST | System, Blood Collection, Vacuum-Assisted, Manual | 1 |  | N | N |  | 864.9125 | 4 |  |  |  |  | N | N | Eligible
HE | HE | KSW | System, Processing For Frozen Blood | 2 |  | N | N |  | 864.9145 | 1 |  |  |  |  | N | N | Eligible
HE | HE | KSX | Substance, Blood Grouping Of Non-Human Origin For In Vitro Diagnostic Use | 2 |  | N | N |  | 864.916 | 4 |  |  |  |  | N | N | Eligible
HE | HE | KSY | Boxes, View, Blood Grouping | 1 |  | N | N |  | 864.9185 | 4 |  |  |  |  | N | N | Eligible
HE | HE | KSZ | System, Test, Automated Blood Grouping And Antibody | 2 |  | N | N |  | 864.9175 | 1 |  |  |  |  | N | N | Eligible
HE | HE | KZL | Device, Warming. Blood And Plasma | 2 |  | N | N |  | 864.9205 | 1 |  |  |  |  | N | N | Eligible
HE | HE | LCO | Platelet Factor 4 Radioimmunoassay | 2 |  | N | Y |  | 864.7695 | 1 |  |  |  |  | N | N | Eligible
HE | HE | LCP | Assay, Glycosylated Hemoglobin | 2 |  | N | N |  | 864.747 | 1 |  |  |  |  | N | N | Eligible
HE | HE | LGL | Assay, Bart'S, Hemoglobin | 2 |  | N | Y |  | 864.75 | 1 |  |  |  |  | N | N | Eligible
HE | HE | LGO | Test, Leukocyte Typing | 1 |  | N | N |  | 864.7675 | 4 |  |  |  |  | N | N | Eligible
HE | HE | LGP | Assay, Alpha-2-Antiplasmin | 2 |  | N | Y |  | 864.5425 | 1 |  |  |  |  | N | N | Eligible
HE | HE | LIM | Test, Screening, For D Positive Fetal Rbc'S | 2 |  | N | N |  | 864.7455 | 1 |  |  |  |  | N | N | Eligible
HE | HE | LJX | Test, Urine Leukocyte | 1 |  | N | N |  | 864.7675 | 4 |  |  |  |  | N | N | Eligible
HE | HE | LKM | Counter, Urine Particle | 2 |  | N | Y |  | 864.52 | 1 |  |  |  |  | N | N | Eligible
HE | HE | LKZ | Red-Cell Count By Photometry | 2 |  | N | Y |  | 864.71 | 1 |  |  |  |  | N | N | Eligible
HE | HE | LLG | Kit, Igg, Platelet Associated | 2 |  | N | Y |  | 864.5425 | 1 |  |  |  |  | N | N | Eligible
HE | HE | MAM | Dna-Probe, B And T Lymphocyte | 2 |  | N | Y |  | 864.522 | 1 |  |  |  |  | N | N | Eligible
HE | HE | MIF | Prothrombin Fragment 1.2 | 2 |  | N | Y |  | 864.732 | 1 |  |  |  |  | N | N | Eligible
HE | HE | MLL | Hemoglobin C (Abnormal Hemoglobin Variant) | 2 |  | N | Y |  | 864.7415 | 1 |  |  |  |  | N | N | Eligible
HE | HE | MMH | Blood Establishment Computer Software And Accessories | 2 |  | N | N |  | 864.9165 | 1 |  |  |  |  | N | N | Eligible
HE | HE | MYJ | Device, Mixing And Weighing, Semi-Automated | 2 |  | N | N |  | 864.9195 | 1 |  |  |  |  | N | N | Eligible
HE | HE | MYX | System, Blood Collection, Vacuum-Assisted, Automated | 1 |  | N | N |  | 864.9125 | 1 |  |  |  |  | N | N | Eligible
HE | HE | MZG | Test, Residual, Wbc In Leukoreduced Blood | 2 |  | N | N |  | 864.8625 | 1 | CBER |  |  |  | N | N | Eligible
HE | HE | NOZ | Assay, 1,5-Anhydroglucitol (15ag) | 2 |  | N | N |  | 864.747 | 1 | The test provides quantitative measurement of 1,5-anhydroglucitol (15AG) in patient's blood. The test is for professional use, and is indicated for the monitoring of glycemic control in people with diabetes. |  |  |  | N | N | Eligible
HE | HE | NRF | Material, Quality Control, Semen Analysis | 2 |  | N | N |  | 864.8625 | 4 | A semen analysis quality control material is a device used to determine the accuracy and precision of manual, semiautomated, and automated determinations of semen analysis parameters such as pH, sperm concentration, total sperm number, motility, morphology, vitality, and white blood cells. |  |  |  | N | N | Eligible
HE | HE | NRS | Control Material, Blood Circulating Epithelial Cancer Cell | 2 |  | N | N |  | 864.8625 | 4 | The Epithelial Cell Control Kit contains two levels of fixed cells that are stained with a fluorescence marker and are used to verify sample processing and cell analysis of circulating tumor cells. This device is used as an assay quality control to ensure that sample detection and identification systems are able to detect circulating epithelial tumor cells. |  |  |  | N | N | Eligible
HE | HE | NVG | Tissue Culture, Accessories, Dental | 1 |  | Y | N |  | 864.224 | 4 | Intended to temporarilty nourish cells on an avulsed tooth |  |  |  | N | N | Eligible
HE | HE | OAO | Cord Blood Processing System And Storage Container | 2 |  | N | N |  | 864.99 | 1 | A cord blood processing system and storage container is a device intended for use in the processing and the storage of cord blood. This device is used as a functionally closed processing system by cord blood establishments. This device includes containers, other soft goods, and centrifugation systems for cord blood product concentration, and a final container for the cryopreservation and the storage of cord blood products. | x | x | blood storage | N | N | Eligible
HE | HE | OBW | 11-Dehydro Thromboxane B2 Kit, Urinary | 2 |  | N | Y |  | 864.57 | 1 | The test kit is an enzyme-linked immunoassay (elisa) to determine levels of 11-dehydro thromboxane b2 (11dhtxb2) in human urine, which aids in the qualitative detection of aspirin effect in apparently healthy individuals post ingestion. For professional use only. | n/a | An enzyme linked immunosorbent assay (ELISA) for the detection of 11dhTxB2. | n/a | N | N | Eligible
HE | HE | ODV | Vitamin K Epoxide Reductase Complex Subunit One (Vkorc1) Genotyping System | 2 |  | N | Y |  | 864.775 | 1 | An in vitro diagnostic assay for use in genotyping vitamin k epoxide reductase complex subunit one (VKORC1) alleles to aid in the identification of patients at risk for altered warfarin sensitivity. | genotyping test system | Uses DNA genotyping technology to determine patient genotype at the Vitamin k epoxide reductase complex subunit one (VKORC1) gene locus. | clinical samples (blood, saliva, buccal swab samples) | N | N | Eligible
HE | HE | OMM | Test 5, 10-Methylenetetrahydrofolate Reductase Mutations, Genomic Dna Pcr | 2 |  | N | Y |  | 864.728 | 1 | In vitro diagnostic for the detection and genotyping of a single point mutation of the human 5, 10-methylenetetrahydrofolate reductase gene (MTHFR) in patients with suspected thrombophilia. | genotyping test system | Uses DNA genotyping technology to determine patient genotype at the 5, 10-methylenetetrahydrofolate reductase gene locus. | clinical samples (blood, saliva, buccal swab samples) | N | N | Eligible
HE | HE | OOF | Cryogenic Cord Blood Storage Container | 2 |  | N | N |  | 864.99 | 1 | Intended as a final container for the cryopreservation and the storage of cord blood products. A cryogenic cord blood storage container is a flexible ethylene vinyl acetate (eva) or similar polymer bag intended as a final container for cryopreservation and storage of cord blood products in the liquid or vapor phases of liquid nitrogen. | Consists of flexible ethylene vinyl acetate (EVA) or similar polymer bag. May include sterile fluid path and access ports and is designed to withstand freezing in the liquid and vapor phases of liquid nitrogen. | Acts as a physical container for cord blood products, and is designed to withstand freezing in the liquid and vapor phases of liquid nitrogen | Cord blood is collected from neonatal umbilical cord and stored for later infusion, injection or transplantation | N | N | Eligible
HE | HE | OOX | Automated Occult Blood Analyzer | 2 |  | N | Y |  | 864.655 | 1 | The automated test system is intended for the qualitative detection of fecal occult blood in feces by professional laboratories. The automated test is used for the determination of gastrointestinal bleeding. | The system consists of an analyzer, test reagents (antibody, calibrators and controls) and collection devices containing buffer. | The test reagent contains an immunoassay utilizing monoclonal and polyclonal antibodies for human hemoglobin. A light beam measures the antibody reaction, i.e. the absorbance fo the reaction mixture measures the concentration of hemoglobin in the specimen. | fecal samples | N | N | Eligible
HE | HE | OQX | Self-Contained Blood Grouping | 2 |  | N | N |  | 864.9175 | 1 | Intended for single use for individual blood group determination for educational and informational purposes | Plastic card with mixing channels and monoclonal antibodies | The device is self-contained and consists of reagents and reaction areas and requires no other accessories with the exception of those used to add the blood sample to the device | Plastic/paper card, plate, slide or microtubules with blood grouping antibodies | N | N | Eligible
HE | HE | ORG | Platelet And Plasma Separator For Bone Graft Handling | 2 |  | N | N |  | 864.9245 | 1 | Preparation of autologous platelet rich plasma from a small sample of peripheral blood for mixing with bone graft to improve handling characteristics. | May include centrifuge, filters, tubes, syringes and needles | Uses centrifugal and/or filtration methods to separate the whole blood into components, after which the platelet rich plasma is withdrawn. | Blood drawn from peripheral veins, PRP applied to bony defects | N | N | Eligible
HE | HE | OSL | Control, Fecal Occult Blood | 2 |  | N | N |  | 864.655 | 4 | Fecal occult blood controls (Negative and positive) are used to verify the performance of the fecal occult blood test devices. | The control solutions are in the aqueous form. | The test is based on the detection of human hemoglobin. The negative control solution contains only buffer. The positive control solution contains human hemoglobin at a specified concentration. The control solution is placed in the test device according to the manufacturer's instructions. The negative control produces one distinct color band in the control area and the positive control produces two color bands in the control and the test area of the lateral flow strips of the test device. | Occult blood in human stool. | N | N | Eligible
HE | HE | OYE | Flow Cytometric Reagents And Accessories. | 2 |  | N | Y |  | 864.522 | 1 | To identify and classify cells or other particles in suspension by their inherent physical properties or associated fluorescent molecules in order to provide information about the distribution or number cells in suspension or their level of protein expression. These characteristics may aid in the diagnosis of conditions such as immunodeficiency and cancer. | May include flow cytometers, monoclonal antibodies, lysis reagents, processing reagents, automated processing devices or pipetting devices. | Particles in suspension may be treated with fluorescent conjugated antibodies or fluorogenic compounds followed by interrogation in a flow cytometer that enumerates and characterizes each particle based on its physical and fluorescent characteristics. | Peripheral whole blood specimens, lymphoid biopsies, and neoplastic tissues. | N | N | Ineligible
HE | HE | PBC | Manual Blood Grouping And Antibody Test Systems | 2 |  | N | N |  | 864.9175 | 1 | A manual blood grouping and antibody test system is used to group red blood cells and to detect antibodies to blood group antigens. | Solid | Manual | IVD | N | N | Eligible
HE | HE | PKG | Bone Marrow Processing Device To Support Hematopoietic Reconstitution | 2 |  | N | N |  | 864.9245 | 1 | Processing of bone marrow harvested from human donors to support hematopoietic reconstitution in a recipient. | May include centrifuge, pumps, valves, computerized safety/control systems, sterile single-use disposable tubing, and bags | Relies on a centrifugal field and may include filtration methods for separation of harvested bone marrow into its cellular and non-cellular components. | Bone marrow aspirates obtained from the iliac crest of human donors, processed and infused into the recipient�s circulatory system | N | N | Eligible
HE | HE | PMG | Automated Multicolor Fluorescent Imaging Cytometric Analysis System | 2 |  | N | Y |  | 864.522 | 1 | An automated multicolor fluorescent imaging cytometer and absorbance spectrometer which utilizes specific single-use reagent cartridges to identify and enumerate specific hematologic subpopulations and parameters (e.g., hemoglobin) using spectrophotometric absorbance measurement and fluorescence measurements. | System may include image cytometer, assay-specific single-use reagent cartridges and reagents, specimen and process controls, dedicated instrument control, data acquisition software and other essential hardware components. | System identifies and enumerates specific leukocyte populations using immunophenotyping methods and image cytometry. System performs quantification and enumeration of cells using specific fluorescently labeled conjugated antibodies to bind to leukocytes expressing corresponding immunologic markers. The system also uses spectrophotometric methods for measurement of hemoglobin concentration in whole blood specimens. | Human whole blood | N | N | Ineligible
HE | HE | PMQ | Peripheral Blood Processing Device For Wound Management | 2 |  | N | N |  | 864.9245 | 1 | Preparation of autologous platelet rich plasma gel from a small sample of peripheral blood for wound management. | May include centrifuge and sterile single-use tubes and disposables | Uses centrifugal methods to separate whole blood into components, after which the platelet rich plasma gel is withdrawn | Blood drawn from peripheral veins, PRP gel topically applied to exuding cutaneous wounds such as leg ulcers, pressure ulcers and diabetic ulcers, and mechanically or surgically-debrided wounds | N | N | Eligible
HE | HE | POV | Semen Analysis Device | 2 |  | N | Y |  | 864.522 | 1 | Device used to evaluate one or more human semen parameters including semen volume, sperm concentration, total sperm number, sperm motility, sperm morphology, sperm vitality, white blood cell concentration, and pH. | Semen analysis devices may be found in a range of shapes and sizes with various distinguishing features. | The device may use one or more forms of technology including optical, mechanical, digital imaging, computer algorithms, chromatographic immunoassay and may be manual, automated, or semi-automated. | Human semen | N | N | Eligible
HE | HE | PWD | Flow Cytometric Test System For Hematopoietic Neoplasms | 2 |  | N | Y |  | 864.701 | 1 | Reagents intended for in vitro diagnostic use as a panel for qualitative identification of cell populations by multiparameter immunophenotyping on a flow cytometer. These reagents are used as an aid in the differential diagnosis of hematologically abnormal patients having, or suspected of having the following hematopoietic neoplasms: chronic leukemia, acute leukemia, non-Hodgkin's lymphoma, myeloma, myelodysplastic syndrome (MDS), and/or myeloproliferative neoplasms (MPN) | Monoclonal and polyclonal antibody cocktails in panels, accessory reagents including software and beads used for analysis and acquisition of data. | These reagents provide multiparameter, qualitative results for the Cluster of Differentiation (CD) parameters. | Whole blood, bone marrow, and lymph node specimens. | N | N | Ineligible
HE | HE | QFR | Coagulation System For The Measurement Of Whole Blood Viscoelastic Properties | 2 |  | N | N |  | 864.543 | 1 | A coagulation system for the measurement of whole blood viscoelastic properties is an in vitro diagnostic device used to evaluate blood coagulation, fibrinolysis, or both, in patients. | Automated or semi-automated instrument with ultrasound-based technology. Cartridges with reagents. | Ultrasound technology to assess coagulation characteristics of blood. | Blood | N | N | Ineligible
HE | HE | QGU | Hemoglobin For Donor Testing | 2 |  | N | N |  | 864.75 | 1 | Assays hemoglobin concentration test for blood donors. | Pulse oximeter. | Pulse oximetry of blood samples. | Clinical whole blood. | N | N | Ineligible
HE | HE | QHR | Blood Grouping Reagent |  | 1 | N | N |  | 660.2 | 3 | For red blood cell antigen typing | Antibody sourced from blood, plasma, serum or immunoglobulin-secreting cells lines | Antigen and antibody reaction by hemagglutination, column agglutination (gel technique), solid phase adherence or microplate | Red blood cells | N | N | Ineligible
HE | HE | QHS | Anti-Human Globulin |  | 1 | N | N |  | 660.5 | 3 | For the performance of direct and indirect antiglobulin tests in blood banking/ immunohematology | Sourced from either serum from animals immunized with one or more human serum globulins or from stable immunoglobulin secreting cell lines | Antigen and Antibody Reaction by hemagglutination, Column Agglutination (gel technique), solid phase or microplate | Red blood cells, serum, plasma | N | N | Ineligible
HE | HE | QHT | Reagent Red Blood Cells |  | 1 | N | N |  | 660.3 | 3 | For the detection of or identification of human blood-group antibodies | Sourced from human blood | Antigen and antibody reaction by hemagglutination, column agglutination (gel technique), solid phase or microplate | Serum or plasma | N | N | Ineligible
HE | HE | QLU | Anti-Factor Xa Activity Test System, Apixaban | 2 |  | N | N |  | 864.7295 | 1 | A heparin and direct oral factor Xa inhibitor drug test system is intended for the detection of heparin and direct oral factor Xa inhibitors in human specimens collected from patients taking heparin or direct oral factor Xa inhibitors. This device is intended to aid in the management of therapy in conjunction with other clinical and laboratory findings. | Anti-factor Xa activity test system containing reagents, drug-specific calibrators and controls | The test detects residual factor Xa using a chromogenic substrate. The signal or optical density is compared to a drug-specific calibration curve and results are reported as nanograms per milliliter (ng/mL). The test may utilize other technologies and/or detection methods. | Peripheral human whole blood (citrated plasma) | N | N | Ineligible
HE | HE | QTY | Von Willebrand Factor Assay | 2 |  | N | N |  | 864.7293 | 1 | A von Willebrand factor assay is a prescription device intended for the measurement of von Willebrand factor activity or von Willebrand factor size distribution in human plasma. | VWF activity test system containing reagents, automated coagulometer, controls and calibrators | The tests detect the binding of VWF to its receptor Glycoprotein Ib (GPIb) which induces a particle agglutination which can be measured as an increase in extinction by turbidimetric measurements. | Peripheral human whole blood (citrated plasma) | N | N | Ineligible
HE | HE | QYC | Container System For The Processing And Storage Of Red Blood Cell Components Under Reduced Oxygen Conditions | 2 |  | N | N |  | 864.9115 | 1 | The container system for the processing and storage of Red Blood Cell components under reduced oxygen conditions is a device intended for medical purposes that is used to process and store Red Blood Cell components and reduce oxygen levels in the storage environment. | Assembly of two components the Oxygen Reduction Bag (ORB) and the Storage Bag (HSB) | Container system for the processing and storage of Red Blood Cell components under reduced oxygen conditions. | Human clinical specimens | N | N | Ineligible
HE | HE | SAC | Adamts13 Activity Test System | 2 |  | N | N |  | 864.7297 | 1 | An ADAMTS13 activity test system is a qualitative or quantitative in vitro diagnostic device intended to detect ADAMTS13 activity in human blood specimens collected from patients being evaluated for thrombotic microangiopathy. This device is indicated to aid in the diagnosis and management of patients being evaluated for thrombotic thrombocytopenic purpura in conjunction with other clinical and laboratory findings. | In vitro diagnostic device | Qualitative and quantitative detection of ADAMTS13 activity | Human blood specimen | N | N | Ineligible
HE | HE | SAL | Device, Automated Cell Locating, Bone Marrow | 2 |  | N | N |  | 864.5261 | 1 | An automated cell-locating device for bone marrow aspirate is an in vitro diagnostic device intended for prescription use that automatically locates and presents images of hematopoietic cells on a bone marrow aspirate smear obtained from patients being evaluated for hematologic diseases. The device assists operators to identify and classify each cell according to type. | The device consists of a digital scanner, computer with display (processing unit), and software to analyze and present the images to the operator. | The device enables scanning all the relevant parts of a slide. A high-resolution camera captures multiple images of the bone marrow aspirate smear, and the device presents the scanned images to operator. | Bone marrow aspiration smears | N | N | Ineligible
HE | HE | SES | Non-Factor Replacement Product Test System | 2 |  | N | N |  | 864.7298 | 1 | A non-factor replacement product test system is a prescription in vitro diagnostic device intended to measure non-factor replacement therapeutic products that are indicated for routine prophylaxis to prevent or reduce the frequency of bleeding episodes in patients with bleeding disorders, including hemophilia, in human blood specimens to ensure appropriate therapy in accordance with the approved non-factor replacement product labeling. | In vitro diagnostic device | Qualitative and quantitative detection of non-factor replacement product | Human blood specimen | N | N | Ineligible
HE | HO | MZM | Fibrin Sealant Preparation Device | 2 |  | N | N |  | 880.586 | 1 |  |  |  |  | N | N | Eligible
HE | IM | DBT | Factor Xiii A, S, Antigen, Antiserum, Control | 1 |  | N | N |  | 866.533 | 4 |  |  |  |  | N | N | Eligible
HE | IM | DDE | Carbonic Anhydrase C, Antigen, Antiserum, Control | 1 |  | N | N |  | 866.52 | 4 |  |  |  |  | N | N | Eligible
HE | IM | DDF | Prothrombin, Antigen, Antiserum, Control | 1 |  | N | N |  | 866.5735 | 4 |  |  |  |  | N | N | Eligible
HE | IM | DDH | Carbonic Anhydrase B, Antigen, Antiserum, Control | 1 |  | N | N |  | 866.52 | 4 |  |  |  |  | N | N | Eligible
HE | IM | DDX | Plasminogen, Antigen, Antiserum, Control | 1 |  | N | N |  | 866.5715 | 4 |  |  |  |  | N | N | Eligible
HE | IM | DGB | Seminal Fluid, Antigen, Antiserum, Control | 1 |  | N | N |  | 866.58 | 4 |  |  |  |  | N | N | Eligible
HE | IM | DGQ | Whole Blood Plasma, Antigen, Antiserum, Control | 1 |  | N | N |  | 866.57 | 4 |  |  |  |  | N | N | Eligible
HE | IM | DGR | Whole Human Serum, Antigen, Antiserum, Control | 1 |  | N | N |  | 866.57 | 4 |  |  |  |  | N | N | Eligible
HE | IM | KTK | Reagent, Immunoassay, Carbonic Anhydrase B And C | 1 |  | N | N |  | 866.52 | 4 |  |  |  |  | N | N | Eligible
HE | IM | LOQ | Device, General Purpose, Hematology | 2 |  | N | Y |  | 866.601 | 1 |  |  |  |  | N | N | Eligible
HE | IM | MVS | Kit, Typing, Hla-Dqb | 2 |  | N | N |  | 866.566 | 1 |  |  |  |  | N | N | Eligible
HE | PA | IAZ | Heparin | 1 |  | N | N |  | 864.44 | 4 |  |  |  |  | N | N | Eligible
HE | PA | IFO | Solution, Newcomer'S | 1 |  | Y | N |  | 864.401 | 4 |  |  |  |  | N | N | Eligible
HE | PA | IFS | Solution, Helly | 1 |  | Y | N |  | 864.401 | 4 |  |  |  |  | N | N | Eligible
HE | PA | IGK | Solution, Clarke'S | 1 |  | Y | N |  | 864.401 | 4 |  |  |  |  | N | N | Eligible
HE | PA | IJZ | Oil, Clearing | 1 |  | Y | N |  | 864.401 | 4 |  |  |  |  | N | N | Eligible
HE | PA | MVU | Reagents, Specific, Analyte | 1 |  | N | N |  | 864.402 | 4 |  |  |  |  | N | N | Eligible
HE |  | KSJ | System, Identification, Hepatitis B Antigen | 3 |  | N | N |  |  | 2 |  |  |  |  | N | N | Ineligible
HE |  | MTH | Tray, Leukocyte Typing |  | 4 | N | N |  |  | 3 |  |  |  |  | N | N | Eligible
HE |  | MTK | Kit, Sample Collection, Hiv | 3 |  | N | N |  |  | 3 |  |  |  |  | N | N | Eligible
HE |  | MTL | Monitor,Test,Hiv-1 | 3 |  | N | N |  |  | 3 |  |  |  |  | N | N | Eligible
HE |  | MTN | Test, Syphilis, Treponemal |  | 4 | N | N |  |  | 3 |  |  |  |  | N | N | Eligible
HE |  | MTO | Software, Management, Microplate Assay |  | 4 | N | N |  |  | 3 |  |  |  |  | N | N | Eligible
HE |  | MTP | Antibody To Htlv-1, Elisa | 3 |  | N | N |  |  | 3 |  |  |  |  | N | Y | Eligible
HE |  | MTQ | Software, Blood Virus Applications |  | 4 | N | N |  |  | 3 |  |  |  |  | N | N | Eligible
HE |  | MTR | Progenitor Cell Enumeration | 2 |  | N | N |  |  | 1 | Cber |  |  |  | N | N | Eligible
HE |  | MTS | Vials, Challenge, Endotoxin |  | 4 | N | N |  |  | 3 |  |  |  |  | N | N | Eligible
HE |  | MVW | Kit, Western Blot, Hiv-1 |  | 4 | N | N |  |  | 3 |  |  |  |  | N | N | Eligible
HE |  | MVX | Antibody, Monoclonal Blocking, Hiv-1 |  | 4 | N | N |  |  | 3 |  |  |  |  | N | N | Eligible
HE |  | MVY | Monoclonal, Hiv-1 |  | 4 | N | N |  |  | 3 |  |  |  |  | N | N | Eligible
HE |  | MVZ | System, Test, Home, Hiv-1 | 3 |  | N | N |  |  | 2 |  |  |  |  | N | N | Eligible
HE |  | MWB | Kit, Test, Saliva, Hiv-1&2 | 3 |  | N | N |  |  | 2 |  |  |  |  | N | N | Eligible
HE |  | MWO | Reagent, Blood Bank, Quality Control |  | 4 | N | N |  |  | 3 |  |  |  |  | N | N | Eligible
HE |  | MYK | Kit, Cord Blood Collection |  | 6 | N | N |  |  | 7 |  |  |  |  | N | N | Eligible
HE |  | MYP | Test, Platelet Antibody | 2 |  | N | N |  |  | 1 |  |  |  |  | N | N | Eligible
HE |  | MYS | Device, Ahf, Automated Cryoprecipitation |  | 4 | N | N |  |  | 3 |  |  |  |  | N | N | Eligible
HE |  | MYW | Irradiation, Blood Indicators |  | 4 | N | N |  |  | 3 |  |  |  |  | N | N | Eligible
HE |  | MYY | Separator, Semi-Automated, Blood Component | 1 |  | N | N |  |  | 1 |  |  |  |  | N | N | Eligible
HE |  | MZH | Test, Quantitative, For Hla, Non-Diagnostic |  | 4 | N | N |  |  | 3 |  |  |  |  | N | N | Eligible
HE |  | MZI | Test, Qualitative, For Hla, Non-Diagnostic |  | 1 | N | N |  |  | 1 |  |  |  |  | N | N | Eligible
HE |  | MZK | System, Separation, Hematopoietic Stem Cell | 3 |  | N | N |  |  | 2 |  |  |  |  | N | N | Eligible
HE |  | NDV | Test, Ecarin Clotting Time (Ect) |  |  | N | N |  |  | 6 |  |  |  |  | N | N | Eligible
HE |  | OTQ | Research Use Only/Hematology Devices |  | 6 | Y | N |  |  | 7 | For research use only and for products imported into the US only. | N/A | N/A | N/A | N | N | Eligible
HE |  | OVG | Magnetic Cell Selection System For Cd34+ Cells From Hpc-Apheresis Used In Treatment Of Acute Myeloid Leukemia (Aml) |  |  | N | N |  |  | 6 | For processing hematopoietic progenitor cells-apheresis (HPC-A) from an HLA-identical donor to obtain a CD34 positive cell enriched population that will provide for hematopoietic reconstitution following a myeloablative preparative regimen without the need for additional graft-vs-host disease (GVHD) prophylaxis. | Anti-CD34 Antibody, Paramagnetic dextran beads, Tubing, Permanent Magnet, Software controlled pumps and valves, Buffers, Filters, Polymer Bags | To select CD34+ hematopoietic progenitor cells from apheresis (HPC-A) labeled with antibody conjugated to paramagnetic beads using a semiautomated magnetic column. | Hematopoietic Progenitor Cells-apheresis (HPC-A) separated from whole blood. | Y | Y | Eligible
HE |  | PBA | Ecarin Clotting Time |  |  | N | N |  |  | 6 | The TAS ECT Test Card is to be used with the TAS Analyzer and is intended to determine the anticoagulant effect of hirudin during CBP in patients who have HIT. It is suited for professional use in decentralized areas of testing near the site of patient care as well as for use in the more traditional laboratory. Monitoring with the TAS ECT is indicated for persons who have been identified with and/or confirmed as a high risk for HIT, and require high dose anticoagulant with hirudin for a scheduled or emergency CPB procedure. | The system requires pooled normmal human plasma to dilute the citrate whole blood usingpolypropylene plastic tube. The system's performance is monitored by two levels of quality control plasma avialble from Cardiovascular Diagnostics, Inc. | The TAS ECT provides one stage test which measures the clotting time of a plasma diluted, citrate whole blood after combining it with the prothrombin activator, ecarin. It is composed of a thin plastic card in which a flat, shallow reaction chamber containing all reagents necessary for the ECT test. In the reaction chamber, it also contains paramagnetic iron peroxide particles (PIOP) which is impeded by a clot. The signal produced by the relative movement of the PIOP is interpreted by the TAS Analyzer and reported in seconds. The greater amount of recombinant hirudin in the patient blood, the longer the clotting time is generated by the TAS system. | Patient's citrated whole blood | N | N | Eligible
HE |  | PCZ | Investigational Use Only - Immunology |  | 6 | Y | N |  |  | 7 | Investigational use only and for products imported into the US only. | N/A | N/A | N/A | N | N | Eligible
HE |  | PDC | Investigational Use Only - Hematology |  | 6 | Y | N |  |  | 7 | Investigational use only and for products imported into the US only. | N/A | N/A | N/A | N | N | Eligible
HE |  | PEP | Molecular Erythrocyte Typing Test | 3 |  | N | N |  |  | 2 | Molecular determination of allelic variants that indicate erythrocyte antigen phenotypes | Solid | Molecular | DNA | N | N | Eligible
HE |  | PJF | Illuminator System For Blood Products | 3 |  | N | N |  |  | 2 | Preparation and storage of pathogen-reduced, blood components. | solid | chemical treatment with UVA illumination | blood components | N | N | Eligible
HE |  | PZT | Peripheral Blood Processing Device For Osteoarthritis |  | 3 | N | N |  |  | 3 | Preparation of autologous anti-inflammatory (AAI) solution from a small sample of peripheral blood for treatment of osteoarthritis. | May include centrifuge, filters, tubes, syringes, needles, other disposables, and anticoagulant. | Uses centrifugal and/or filtration methods to separate the whole blood into components, after which the autologous anti-inflammatory (AAI) solution is withdrawn. | Blood drawn from peripheral veins, AAI applied to the joint via intra-articular injection. | N | N | Ineligible
HE |  | PZU | Bone Marrow Processing Device For Clinical Use |  | 3 | N | N |  |  | 3 | Preparation of concentrated bone marrow aspirate (cBMA) from a sample of bone marrow for clinical use | May include centrifuge, filters, tubes, syringes, needles, other disposables and anticoagulant | Uses centifugal and/or filtration methods to separate the bone marrow into components, after which the concentrated bone marrow cells are withdrawn | Bone marrow drawn from iliac crest or other bone marrow cavity, cBMA applied clinically | N | N | Ineligible
HE |  | PZV | Peripheral Blood Processing Device For Clinical Use |  | 3 | N | N |  |  | 3 | Preparation of autologous platelet rich plasma from a small sample of peripheral blood for clinical use | May include centrifuge, filters, tubes, syringes, needles, other disposables and anticoagulant | Uses centrifugal and/or filtration methods to separate the whole blood into components, after which the platelet rich plasma is withdrawn | Blood drawn from peripheral veins, PRP applied clinically | N | N | Ineligible
HE |  | QBG | Assay, Oral Direct Thrombin Inhibitor |  | 3 | N | N |  |  | 3 | An assay used to determine the level of oral direct thrombin inhibitors (DTI) present in human plasma | In vitro diagnostic device | Coagulometric, clot detection | Determination of oral direct thrombin inhibitor (DTI) levels in human citrated plasma | N | N | Ineligible
HE |  | QCZ | Mechanical And Enzymatic Autologous Skin Processor For Cell Suspension, With Applicator | 3 |  | N | N |  |  | 2 | Intended to enable clinicians to prepare an autologous skin cell suspension for application to burn injuries for use when autografting is indicated for definitive wound closure. | The cell harvesting device is comprised of a bundled set of prep instruments, application tools, processing and carrier solutions packaged as a single, sterile, stand-alone, disposable (single-use kit). The device may include: (1) a processing unit for tissue incubation, rinsing, and filtering; (2) prep instruments: syringe, blunt needle, disposable scalper, spray nozzle, cell strainer; and (3) processing and carrier solutions: enzyme, sterile water, buffer. The cell suspension may be applied using a syringe outfitted with a spray nozzle. | Processing of a split-thickness skin sample using enzymatic and mechanical disaggregation to create a cell suspension. | The device output cell suspension is applied to a burn injury wound bed and skin donor site that have been prepared by a healthcare provider to receive application of a skin autograft. | N | Y | Ineligible
HE |  | QPW | Reagents And Transportation Supplies, Sodium Citrate Blood Specimen Collection Tube |  | 11 | N | N |  |  | 8 | A blood collection tube intended for emergency use in healthcare settings to collect, transport, and store blood specimens for coagulation testing to aid in the identification and treatment of coagulopathy in patients with known or suspected COVID-19. | Plastic or glass specimen collection device, stabilizing reagents | Collection and Maintenance of whole blood clinical specimens | The device is a venous blood specimen collection device | N | N | Ineligible
HE |  | QWY | Mechanical And Enzymatic Autologous Skin Processor For Cell Suspension, For Stable Vitiligo, With Applicator | 3 |  | N | N |  |  | 2 | Intended for use at the patient�s point of care by clinicians to prepare an autologous skin cell suspension for application to prepared treatment areas indicated for repigmentation in patients with stable vitiligo. | The cell harvesting device is comprised of a bundled set of prep instruments, application tools, processing and carrier solutions packaged as a single, sterile, stand-alone, disposable (single-use kit). The device may include: (1) a processing unit for tissue incubation, rinsing, and filtering; (2) prep instruments: syringe, blunt needle, disposable scalper, spray nozzle, cell strainer; and (3) processing and carrier solutions: enzyme, sterile water, buffer. The cell suspension may be applied using a syringe outfitted with a spray nozzle or dripped from the syringe. | Processing of a split-thickness skin sample using enzymatic and mechanical disaggregation to create a cell suspension. | The device output cell suspension is applied to a resurfaced depigmented lesion area and skin donor site that have been prepared by a healthcare provider for treatment | N | N | Ineligible
HE |  | QZV | Pediatric Extracorporeal Synthetic Semipermeable Membrane Cartridge For Acute Kidney Injury | 3 |  | N | N |  |  | 6 | For the treatment of acute kidney injury in pediatric patients, in conjunction with continuous kidney replacement treatment (CKRT). | Synthetic semipermeable membrane cartridge, tubing, connectors | Using a cartridge with a semipermeable membrane, the system sequesters and inhibits activated leukocytes within the extracorporeal circuit of a Continuous Kidney Replacement Treatment system that is using regional citrate anticoagulation (RCA). | Extracorporeal whole blood circulation | N | Y | Ineligible
HE |  | SCK | Ldt, Non-Molecular Antisera For Rare Rbc Antigens When There Is No Alternative Ivd |  | 6 | N | N |  |  | 7 | Non-molecular antisera laboratory developed tests (LDTs) for rare red blood cell (RBC) antigens when manufactured and performed by blood establishments, including transfusion services and immunohematology laboratories, and when there is no alternative in vitro diagnostic product (IVD) available to meet the patient's need for a compatible blood transfusion within the scope described in Section V.B.3 of the preamble to the Final LDT Rule (89 FR 37286). | In vitro diagnostic device | In vitro diagnostic device | In vitro diagnostic device | N | N | Ineligible
HO | AN | CAH | Filter, Bacterial, Breathing-Circuit | 2 |  | N | Y |  | 868.526 | 1 |  |  |  |  | N | N | Eligible
HO | AN | MAJ | Catheter, Percutaneous, Intraspinal, Short Term | 2 |  | N | Y |  | 868.512 | 1 |  |  |  |  | N | N | Eligible
HO | AN | OFP | Anesthesia Breathing Circuit Kit (Adult & Pediatric) | 1 |  | N | N |  | 868.524 | 7 | This product code has been established in accordance with the May 20, 1997, guidance entitled, convenience kits interim regulatory guidance, found at http://www.fda.gov/downloads/MedicalDevices/DeviceRegulationandGuidance/GuidanceDocuments/ucm080217.pdf. This type of convenience kit, as listed in the guidance above, is under enforcement discretion, and does not require a premarket notification (510(k)) to market if it meets all criteria in the guidance. | This product code has been established in accordance with the May 20, 1997, guidance entitled, convenience kits interim regulatory guidance, found at http://www.fda.gov/downloads/MedicalDevices/DeviceRegulationandGuidance/GuidanceDocuments/ucm080217.pdf. This type of convenience kit, as listed in the guidance above, is under enforcement discretion, and does not require a premarket notification (510(k)) to market if it meets all criteria in the guidance. | This product code has been established in accordance with the May 20, 1997, guidance entitled, convenience kits interim regulatory guidance, found at http://www.fda.gov/downloads/MedicalDevices/DeviceRegulationandGuidance/GuidanceDocuments/ucm080217.pdf. This type of convenience kit, as listed in the guidance above, is under enforcement discretion, and does not require a premarket notification (510(k)) to market if it meets all criteria in the guidance. | This product code has been established in accordance with the May 20, 1997, guidance entitled, convenience kits interim regulatory guidance, found at http://www.fda.gov/downloads/MedicalDevices/DeviceRegulationandGuidance/GuidanceDocuments/ucm080217.pdf. This type of convenience kit, as listed in the guidance above, is under enforcement discretion, and does not require a premarket notification (510(k)) to market if it meets all criteria in the guidance. | N | N | Eligible
HO | CV | DQF | Actuator, Syringe, Injector Type | 2 |  | N | Y |  | 870.167 | 1 |  |  |  |  | N | N | Eligible
HO | CV | DQI | Withdrawal/Infusion Pump | 2 |  | N | Y |  | 870.18 | 1 |  |  |  |  | N | N | Eligible
HO | CV | DXT | Injector And Syringe, Angiographic | 2 |  | N | Y |  | 870.165 | 1 |  |  |  |  | N | N | Ineligible
HO | CV | IZQ | Injector, Contrast Medium, Automatic | 2 |  | N | Y |  | 870.165 | 1 |  |  |  |  | N | N | Ineligible
HO | CV | NKP | Injector, Contrast Medium, Automatic, Reprocessed | 2 |  | N | Y |  | 870.165 | 1 |  |  |  |  | N | N | Eligible
HO | CV | NKT | Injector And Syringe, Angiographic, Reprocessed | 2 |  | N | Y |  | 870.165 | 1 | Reprocessing validation data for this device type must be included in a 510(k) submission. (70 FR 56911, available at https://www.govinfo.gov/content/pkg/FR-2005-09-29/pdf/05-19510.pdf). |  |  |  | N | N | Eligible
HO | CV | OFM | Phlebotomy Blood Collection Kit | 2 |  | N | N |  | 870.275 | 7 | This product code has been established in accordance with the may 20, 1997, guidance entitled, convenience kits interim regulatory guidance, found at http://www.fda.gov/downloads/MedicalDevices/DeviceRegulationandGuidance/GuidanceDocuments/ucm080217.pdf. This type of convenience kit, as listed in the guidance above, is under enforcement discretion, and does not require a premarket notification (510(k)) to market if it meets all criteria in the guidance. | This product code has been established in accordance with the may 20, 1997, guidance entitled, convenience kits interim regulatory guidance, found at http://www.fda.gov/downloads/MedicalDevices/DeviceRegulationandGuidance/GuidanceDocuments/ucm080217.pdf. This type of convenience kit, as listed in the guidance above, is under enforcement discretion, and does not require a premarket notification (510(k)) to market if it meets all criteria in the guidance. | This product code has been established in accordance with the may 20, 1997, guidance entitled, convenience kits interim regulatory guidance, found at http://www.fda.gov/downloads/MedicalDevices/DeviceRegulationandGuidance/GuidanceDocuments/ucm080217.pdf. This type of convenience kit, as listed in the guidance above, is under enforcement discretion, and does not require a premarket notification (510(k)) to market if it meets all criteria in the guidance. | This product code has been established in accordance with the may 20, 1997, guidance entitled, convenience kits interim regulatory guidance, found at http://www.fda.gov/downloads/MedicalDevices/DeviceRegulationandGuidance/GuidanceDocuments/ucm080217.pdf. This type of convenience kit, as listed in the guidance above, is under enforcement discretion, and does not require a premarket notification (510(k)) to market if it meets all criteria in the guidance. | N | N | Eligible
HO | DE | NSB | Patient Personal Hygiene Kit | 1 |  | Y | N |  | 872.6855 | 4 | This device contains items given to an individual during their hospital stay. |  |  |  | N | N | Eligible
HO | GU | FEB | Accessories, Cleaning, For Endoscope | 2 |  | N | N |  | 876.15 | 1 | If the device is reusable, validated reprocessing instructions and reprocessing validation data for this device type must be included in a 510(k) submission (82 FR 26807, available at https://www.gpo.gov/fdsys/pkg/FR-2017-06-09/pdf/2017-12007.pdf). |  |  |  | N | N | Ineligible
HO | GU | LEY | Set, Oral Administration | 2 |  | N | N |  | 876.598 | 1 |  |  |  |  | N | N | Eligible
HO | GU | NIH | Disinfectant, Subsystem, Water Purification | 2 |  | N | N |  | 876.5665 | 4 | Disinfectant intended for reprocessing water purification systems for hemodialysis. |  |  |  | N | N | Eligible
HO | GU | NII | Disinfectant, Dialysate Delivery System | 2 |  | N | N |  | 876.586 | 1 | Disinfectant intended for reprocessing dialysate delivery systems. |  |  |  | N | N | Eligible
HO | GU | NVE | Washer, Cleaner, Automated, Endoscope | 2 |  | N | N |  | 876.15 | 1 | This automated device is intended to be used to clean endoscopes. Endoscopes that are intended to be cleaned by the automated cleaner system should have been pre-cleaned and tested for leaks and lumen obstructions according to the instrument manufacturer's instructions and current professional practices prior to processing in the system. The system includes a chemical dispensing system that meters out a predetermined volume of detergent during the appropriate cleaning cycle. If the device is reusable, validated reprocessing instructions and reprocessing validation data for this device type must be included in a 510(k) submission (82 FR 26807, available at https://www.gpo.gov/fdsys/pkg/FR-2017-06-09/pdf/2017-12007.pdf). The instrument is placed in a tray with each lumen end positioned in opposite sides of the tray to allow enough detergent and rinsing water pass through the lumens of the endoscopes. |  |  |  | N | N | Ineligible
HO | GU | NZA | Accessories, Germicide, Cleaning, For Endoscopes | 2 |  | N | N |  | 876.15 | 1 | High level disinfection of reusable, heat-sensitive devices If the device is reusable, validated reprocessing instructions and reprocessing validation data for this device type must be included in a 510(k) submission (82 FR 26807, available at https://www.gpo.gov/fdsys/pkg/FR-2017-06-09/pdf/2017-12007.pdf). | High level disinfection of reusable, heat-sensitive devices | High level disinfection of reusable, heat-sensitive devices | High level disinfection of reusable, heat-sensitive devices | N | N | Ineligible
HO | GU | PUP | Endoscope Maintenance System | 2 |  | N | N |  | 876.15 | 4 | To assist in disinfecting, rinsing and storing endoscopes or similar elongated instruments. | Wall-mounted tube for holding disinfectant solution and endoscope insertion tubes and accessories | The device consists of wall-mounted vertical tubes made of clear seamless PVC that hold endoscope insertion tubes or similar elongated instruments and accessories during disinfection and rinsing. After draining the solution and rinse water, the tube is used to store the endoscope and accessories. | Endoscopes and disinfectant solution | N | N | Eligible
HO | HO | BRT | Restraint, Patient, Conductive | 1 |  | N | N |  | 880.676 | 4 |  |  |  |  | N | N | Eligible
HO | HO | BRZ | Set, Blood Transfusion | 2 |  | N | Y |  | 880.544 | 1 |  |  |  |  | N | N | Eligible
HO | HO | BWJ | Locator, Acupuncture Point | 2 |  | N | N |  | 880.558 | 4 |  |  |  |  | N | N | Eligible
HO | HO | BYY | Tube, Aspirating, Flexible, Connecting | 2 |  | N | N |  | 880.674 | 4 |  |  |  |  | N | N | Eligible
HO | HO | BYZ | Trap, Sterile Specimen | 2 |  | N | N |  | 880.674 | 4 |  |  |  |  | N | N | Eligible
HO | HO | CAK | Microfilter, Blood Transfusion | 2 |  | N | N |  | 880.544 | 1 |  |  |  |  | N | N | Eligible
HO | HO | CAR | Monitor, Spinal-Fluid Pressure, Electrically Powered | 2 |  | N | Y |  | 880.246 | 1 |  |  |  |  | N | N | Eligible
HO | HO | CBC | Bottle, Collection And Trap, Breathing System (Uncalibrated) | 2 |  | N | N |  | 880.674 | 4 |  |  |  |  | N | N | Eligible
HO | HO | CBD | Bottle, Collection, Breathing System (Calibrated) | 2 |  | N | N |  | 880.674 | 4 |  |  |  |  | N | N | Eligible
HO | HO | DWL | Stocking, Medical Support (To Prevent Pooling Of Blood In Legs) | 2 |  | N | N |  | 880.578 | 4 |  |  |  |  | N | N | Eligible
HO | HO | FLE | Sterilizer, Steam | 2 |  | N | Y |  | 880.688 | 1 |  |  |  |  | N | N | Ineligible
HO | HO | FLF | Sterilizer, Ethylene-Oxide Gas | 2 |  | N | N |  | 880.686 | 1 |  |  |  |  | N | N | Ineligible
HO | HO | FLG | Cleaner, Ultrasonic, Medical Instrument | 1 |  | N | N |  | 880.615 | 4 |  |  |  |  | N | N | Ineligible
HO | HO | FLH | Washer Of Body Waste Receptacles | 1 |  | Y | N |  | 880.68 | 4 |  |  |  |  | N | N | Eligible
HO | HO | FLI | Cabinet, Ethylene-Oxide Gas Aerator | 2 |  | N | Y |  | 880.61 | 1 |  |  |  |  | N | N | Eligible
HO | HO | FLK | Thermometer, Clinical Mercury | 2 |  | N | N |  | 880.292 | 4 |  |  |  |  | N | N | Eligible
HO | HO | FLL | Continuous Measurement Thermometer | 2 |  | N | Y |  | 880.291 | 1 | A continuous measurement thermometer is a clinical electronic thermometer indicated to measure the body or skin temperature of a person continuously or in specified intervals. Under this regulation, this product code represents non-exempt devices. For more information, see 90 FR 25889, available at https://www.govinfo.gov/content/pkg/FR-2025-06-18/pdf/2025-11207.pdf. | The device may be a patch that is applied on or a probe that is used with a patient. Patches may include adhesive backing to allow the device to adhere to the target location. Probes are used invasively or non-invasively and may be connected wired or wirelessly to a compatible monitor or other device. | The device is a contact or non-contact thermometer indicated to measure a person�s temperature. Temperature may be measured continuously, at pre-specified intervals, or remotely at the request of the user. The device output is displayed either on the device or may be transferred to a compatible monitor or device via a wired or wireless connection. | The device may be used externally on a person�s skin, used invasively including inside the esophagus or rectum, or ingested. | N | N | Eligible
HO | HO | FLN | Monitor, Electric For Gravity Flow Infusion Systems | 2 |  | N | Y |  | 880.242 | 1 |  |  |  |  | N | N | Eligible
HO | HO | FMA | Depressor, Tongue, Non-Surgical | 1 |  | Y | N |  | 880.623 | 4 |  |  |  |  | N | N | Eligible
HO | HO | FMC | Patient Examination Glove | 1 |  | N | Y |  | 880.625 | 1 |  |  |  |  | N | N | Eligible
HO | HO | FME | Gown, Examination | 1 |  | Y | N |  | 880.6265 | 4 |  |  |  |  | N | N | Eligible
HO | HO | FMF | Syringe, Piston | 2 |  | N | Y |  | 880.586 | 1 |  |  |  |  | N | N | Eligible
HO | HO | FMG | Stopcock, I.V. Set | 2 |  | N | Y |  | 880.544 | 1 |  |  |  |  | N | N | Eligible
HO | HO | FMI | Needle, Hypodermic, Single Lumen | 2 |  | N | Y |  | 880.557 | 1 |  |  |  |  | N | N | Ineligible
HO | HO | FMJ | Manometer, Spinal-Fluid | 2 |  | N | Y |  | 880.25 | 1 |  |  |  |  | N | N | Eligible
HO | HO | FML | Chair, Blood Donor | 1 |  | Y | N |  | 880.614 | 4 |  |  |  |  | N | N | Eligible
HO | HO | FMP | Protector, Skin Pressure | 1 |  | Y | N |  | 880.645 | 4 |  |  |  |  | N | N | Eligible
HO | HO | FMQ | Restraint, Protective | 1 |  | N | N |  | 880.676 | 4 |  |  |  |  | N | N | Eligible
HO | HO | FMR | Device, Transfer, Patient, Manual | 1 |  | Y | N |  | 880.6785 | 4 |  |  |  |  | N | N | Eligible
HO | HO | FMS | Bed, Pediatric Open Hospital | 2 |  | N | N |  | 880.514 | 4 |  |  |  |  | N | N | Eligible
HO | HO | FMT | Warmer, Infant Radiant | 2 |  | N | Y |  | 880.513 | 1 |  |  |  |  | N | N | Eligible
HO | HO | FMW | Cover, Mattress (Medical Purposes) | 1 |  | Y | N |  | 880.619 | 4 |  |  |  |  | N | N | Eligible
HO | HO | FMZ | Incubator, Neonatal | 2 |  | N | Y |  | 880.54 | 1 |  |  |  |  | N | N | Eligible
HO | HO | FNG | Lift, Patient, Ac-Powered | 2 |  | N | N |  | 880.55 | 4 |  |  |  |  | N | N | Eligible
HO | HO | FNJ | Bed, Manual | 1 |  | Y | N |  | 880.512 | 4 |  |  |  |  | N | N | Eligible
HO | HO | FNK | Bed, Hydraulic, Adjustable Hospital | 1 |  | N | N |  | 880.511 | 4 |  |  |  |  | N | N | Eligible
HO | HO | FNL | Bed, Ac-Powered Adjustable Hospital | 2 |  | N | N |  | 880.51 | 4 |  |  |  |  | N | N | Eligible
HO | HO | FNM | Mattress, Air Flotation, Alternating Pressure | 2 |  | N | N |  | 880.555 | 4 |  |  |  |  | N | N | Eligible
HO | HO | FNN | Nipple, Lambs Feeding | 1 |  | Y | N |  | 880.564 | 4 |  |  |  |  | N | N | Eligible
HO | HO | FNP | Urinal | 1 |  | Y | N |  | 880.673 | 4 |  |  |  |  | N | N | Eligible
HO | HO | FNS | Ring Cutter | 1 |  | Y | N |  | 880.62 | 4 |  |  |  |  | N | N | Eligible
HO | HO | FNY | Basin, Emesis | 1 |  | Y | N |  | 880.673 | 4 |  |  |  |  | N | N | Eligible
HO | HO | FOA | Board, Cardiopulmonary | 1 |  | Y | N |  | 880.608 | 4 |  |  |  |  | N | N | Eligible
HO | HO | FOB | Bedpan | 1 |  | Y | N |  | 880.673 | 4 |  |  |  |  | N | N | Eligible
HO | HO | FOD | Device, Occlusion, Umbilical | 1 |  | N | N |  | 880.595 | 4 |  |  |  |  | N | N | Eligible
HO | HO | FOH | Mattress, Water, Temperature Regulated | 1 |  | N | N |  | 880.556 | 4 |  |  |  |  | N | N | Eligible
HO | HO | FOK | Pad, Neonatal Eye | 1 |  | Y | N |  | 880.527 | 4 |  |  |  |  | N | N | Eligible
HO | HO | FOS | Catheter, Umbilical Artery | 2 |  | N | Y |  | 880.52 | 1 |  |  |  |  | N | N | Eligible
HO | HO | FOX | Stand, Infusion | 1 |  | N | N |  | 880.699 | 4 |  |  |  |  | N | N | Eligible
HO | HO | FOZ | Catheter, Intravascular, Therapeutic, Short-Term Less Than 30 Days | 2 |  | N | Y |  | 880.52 | 1 |  |  |  |  | N | N | Ineligible
HO | HO | FPA | Set, Administration, Intravascular | 2 |  | N | Y |  | 880.544 | 1 |  |  |  |  | N | N | Ineligible
HO | HO | FPB | Filter, Infusion Line | 2 |  | N | Y |  | 880.544 | 1 |  |  |  |  | N | N | Eligible
HO | HO | FPF | Bottle, Hot/Cold Water | 1 |  | Y | N |  | 880.6085 | 4 |  |  |  |  | N | N | Eligible
HO | HO | FPK | Tubing, Fluid Delivery | 2 |  | N | Y |  | 880.544 | 1 |  |  |  |  | N | N | Eligible
HO | HO | FPL | Incubator, Neonatal Transport | 2 |  | N | Y |  | 880.541 | 1 |  |  |  |  | N | N | Eligible
HO | HO | FPO | Stretcher, Wheeled | 2 |  | N | N |  | 880.691 | 4 |  |  |  |  | N | N | Eligible
HO | HO | FPP | Stretcher, Hand-Carried | 1 |  | Y | N |  | 880.69 | 4 |  |  |  |  | N | N | Eligible
HO | HO | FPS | Board, Bed | 1 |  | Y | N |  | 880.607 | 4 |  |  |  |  | N | N | Eligible
HO | HO | FQA | Scale, Surgical Sponge | 1 |  | Y | N |  | 880.274 | 4 |  |  |  |  | N | N | Eligible
HO | HO | FQH | Lavage, Jet | 2 |  | N | N |  | 880.5475 | 4 |  |  |  |  | N | N | Eligible
HO | HO | FQJ | Support, Scrotal, Therapeutic | 1 |  | Y | N |  | 880.582 | 4 |  |  |  |  | N | N | Eligible
HO | HO | FQK | Binder, Perineal | 1 |  | Y | N |  | 880.516 | 4 |  |  |  |  | N | N | Eligible
HO | HO | FQL | Stocking, Medical Support (For General Medical Purposes) | 1 |  | Y | N |  | 880.578 | 4 |  |  |  |  | N | N | Eligible
HO | HO | FQM | Bandage, Elastic | 1 |  | Y | N |  | 880.5075 | 4 |  |  |  |  | N | N | Eligible
HO | HO | FQZ | Thermometer, Clinical Color Change | 1 |  | N | N |  | 880.29 | 4 |  |  |  |  | N | N | Eligible
HO | HO | FRA | Purifier, Air, Ultraviolet, Medical | 2 |  | N | Y |  | 880.65 | 1 |  |  |  |  | N | N | Eligible
HO | HO | FRC | Indicator, Biological Sterilization Process | 2 |  | N | Y |  | 880.28 | 1 |  |  |  |  | N | N | Eligible
HO | HO | FRF | Cleaner, Air, Medical Recirculating | 2 |  | N | Y |  | 880.5045 | 1 |  |  |  |  | N | N | Eligible
HO | HO | FRG | Wrap, Sterilization | 2 |  | N | Y |  | 880.685 | 1 |  |  |  |  | N | N | Eligible
HO | HO | FRI | Scale, Stand-On, Patient | 1 |  | Y | N |  | 880.27 | 4 |  |  |  |  | N | N | Eligible
HO | HO | FRJ | Chair, Geriatric | 1 |  | Y | N |  | 880.614 | 4 |  |  |  |  | N | N | Eligible
HO | HO | FRK | Chair, Examination And Treatment | 1 |  | Y | N |  | 880.614 | 4 |  |  |  |  | N | N | Eligible
HO | HO | FRL | Fiber, Medical, Absorbent | 1 |  | Y | N |  | 880.53 | 4 |  |  |  |  | N | N | Eligible
HO | HO | FRN | Pump, Infusion | 2 |  | N | N |  | 880.5725 | 1 |  |  |  |  | N | N | Ineligible
HO | HO | FRP | Holder, Infant Position | 1 |  | Y | Y |  | 880.568 | 1 |  |  |  |  | N | N | Eligible
HO | HO | FRR | Chamber, Reverse Isolation, Patient Care | 2 |  | N | Y |  | 880.545 | 1 |  |  |  |  | N | N | Eligible
HO | HO | FRW | Scale, Patient | 1 |  | N | N |  | 880.272 | 4 |  |  |  |  | N | N | Eligible
HO | HO | FRZ | Device, Patient Transfer, Powered | 2 |  | N | N |  | 880.6775 | 4 |  |  |  |  | N | N | Eligible
HO | HO | FSA | Lift, Patient, Non-Ac-Powered | 1 |  | N | N |  | 880.551 | 4 |  |  |  |  | N | N | Eligible
HO | HO | FSD | Binder, Abdominal | 1 |  | Y | N |  | 880.516 | 4 |  |  |  |  | N | N | Eligible
HO | HO | GAZ | Tubing, Noninvasive | 2 |  | N | N |  | 880.674 | 4 |  |  |  |  | N | N | Eligible
HO | HO | GCX | Apparatus, Suction, Operating-Room, Wall Vacuum Powered | 2 |  | N | N |  | 880.674 | 4 |  |  |  |  | N | N | Eligible
HO | HO | HEF | Binder, Breast | 1 |  | Y | N |  | 880.516 | 4 |  |  |  |  | N | N | Eligible
HO | HO | HFS | Shield, Nipple | 1 |  | N | N |  | 880.563 | 4 |  |  |  |  | N | N | Eligible
HO | HO | IKY | Mattress, Flotation Therapy, Non-Powered | 1 |  | Y | N |  | 880.515 | 4 |  |  |  |  | N | N | Eligible
HO | HO | JOJ | Indicator, Physical/Chemical Sterilization Process | 2 |  | N | Y |  | 880.28 | 1 |  |  |  |  | N | N | Eligible
HO | HO | JOK | Scissors, Medical, Disposable | 1 |  | N | N |  | 880.682 | 4 |  |  |  |  | N | N | Eligible
HO | HO | JOL | Catheter And Tip, Suction | 2 |  | N | N |  | 880.674 | 4 |  |  |  |  | N | N | Eligible
HO | HO | KCT | Sterilization Wrap Containers, Trays, Cassettes & Other Accessories | 2 |  | N | Y |  | 880.685 | 1 |  |  |  |  | N | N | Eligible
HO | HO | KDP | Regulator, Vacuum | 2 |  | N | N |  | 880.674 | 4 |  |  |  |  | N | N | Eligible
HO | HO | KDQ | Bottle, Collection, Vacuum | 2 |  | N | N |  | 880.674 | 4 |  |  |  |  | N | N | Eligible
HO | HO | KIA | Cover, Cast | 1 |  | Y | N |  | 880.6185 | 4 |  |  |  |  | N | N | Eligible
HO | HO | KME | Bedding, Disposable, Medical | 1 |  | Y | N |  | 880.606 | 4 |  |  |  |  | N | N | Eligible
HO | HO | KMG | Purifier, Water, Ultraviolet, Medical | 2 |  | N | N |  | 880.671 | 4 |  |  |  |  | N | N | Eligible
HO | HO | KMH | Sterilizer, Dry Heat | 2 |  | N | Y |  | 880.687 | 1 |  |  |  |  | N | N | Eligible
HO | HO | KMI | Monitor, Bed Patient | 1 |  | N | N |  | 880.24 | 4 |  |  |  |  | N | N | Eligible
HO | HO | KMJ | Lubricant, Patient | 1 |  | N | N |  | 880.6375 | 4 |  |  |  |  | N | N | Eligible
HO | HO | KMK | Device, Intravascular Catheter Securement | 1 |  | N | N |  | 880.521 | 4 |  |  |  |  | N | N | Eligible
HO | HO | KMN | Chair And Table, Medical | 1 |  | Y | N |  | 880.614 | 4 |  |  |  |  | N | N | Eligible
HO | HO | KMO | Binder, Elastic | 1 |  | Y | N |  | 880.516 | 4 |  |  |  |  | N | N | Eligible
HO | HO | KPD | Strip, Temperature, Forehead, Liquid Crystal | 2 |  | N | N |  | 880.22 | 4 |  |  |  |  | N | N | Eligible
HO | HO | KPE | Container, I.V. | 2 |  | N | Y |  | 880.5025 | 1 |  |  |  |  | N | N | Eligible
HO | HO | KXF | Applicator, Absorbent Tipped, Non-Sterile | 1 |  | Y | N |  | 880.6025 | 4 |  |  |  |  | N | N | Eligible
HO | HO | KXG | Applicator, Absorbent Tipped, Sterile | 1 |  | N | N |  | 880.6025 | 4 |  |  |  |  | N | N | Eligible
HO | HO | KYP | Snake Bite Suction Kit | 1 |  | N | N |  | 880.574 | 7 | This product code has been established in accordance with the may 20, 1997, guidance entitled, convenience kits interim regulatory guidance, found at www.Fda.Gov/cdrh/ode/convkit.Html. This type of convenience kit, as listed in the guidance above, is under enforcement discretion, and does not require a premarket notification (510(k)) to market if it meets all criteria in the guidance. | This product code has been established in accordance with the may 20, 1997, guidance entitled, convenience kits interim regulatory guidance, found at www.Fda.Gov/cdrh/ode/convkit.Html. This type of convenience kit, as listed in the guidance above, is under enforcement discretion, and does not require a premarket notification (510(k)) to market if it meets all criteria in the guidance. | This product code has been established in accordance with the may 20, 1997, guidance entitled, convenience kits interim regulatory guidance, found at www.Fda.Gov/cdrh/ode/convkit.Html. This type of convenience kit, as listed in the guidance above, is under enforcement discretion, and does not require a premarket notification (510(k)) to market if it meets all criteria in the guidance. | This product code has been established in accordance with the may 20, 1997, guidance entitled, convenience kits interim regulatory guidance, found at www.Fda.Gov/cdrh/ode/convkit.Html. This type of convenience kit, as listed in the guidance above, is under enforcement discretion, and does not require a premarket notification (510(k)) to market if it meets all criteria in the guidance. | N | N | Eligible
HO | HO | KYQ | Kit, Chemical Snake-Bite | 3 |  | N | N |  | 880.576 | 2 | Call for PMAs to be filed by 12/26/96 per 61 FR 50708 on 9/27/96 |  |  |  | N | N | Eligible
HO | HO | KYR | Bag, Ice | 1 |  | Y | N |  | 880.605 | 4 |  |  |  |  | N | N | Eligible
HO | HO | KYS | Insoles, Medical | 1 |  | N | N |  | 880.628 | 4 |  |  |  |  | N | N | Eligible
HO | HO | KYT | Light, Examination, Medical, Battery Powered | 1 |  | Y | N |  | 880.635 | 4 |  |  |  |  | N | N | Eligible
HO | HO | KYW | Container, Liquid Medication, Graduated | 1 |  | Y | N |  | 880.643 | 4 |  |  |  |  | N | N | Eligible
HO | HO | KYX | Dispenser, Liquid Medication | 1 |  | Y | N |  | 880.643 | 4 |  |  |  |  | N | N | Eligible
HO | HO | KYZ | Syringe, Irrigating (Non Dental) | 1 |  | Y | N |  | 880.696 | 4 |  |  |  |  | N | N | Eligible
HO | HO | KZA | Device, Vein Location, Liquid Crystal | 1 |  | N | N |  | 880.697 | 4 |  |  |  |  | N | N | Eligible
HO | HO | KZD | Infusor, Pressure, For I.V. Bags | 1 |  | N | N |  | 880.542 | 4 |  |  |  |  | N | N | Eligible
HO | HO | KZE | Injector, Fluid, Non-Electrically Powered | 2 |  | N | N |  | 880.543 | 1 |  |  |  |  | N | N | Eligible
HO | HO | KZF | Device, Medical Examination, Ac Powered | 1 |  | N | N |  | 880.632 | 4 |  |  |  |  | N | N | Eligible
HO | HO | KZH | Introducer, Syringe Needle | 2 |  | N | N |  | 880.692 | 1 |  |  |  |  | N | N | Eligible
HO | HO | LBI | Unit, Neonatal Phototherapy | 2 |  | N | Y |  | 880.57 | 1 |  |  |  |  | N | N | Eligible
HO | HO | LBJ | Device, Vein Stabilization | 1 |  | Y | N |  | 880.698 | 4 |  |  |  |  | N | N | Eligible
HO | HO | LDR | Controller, Infusion, Intravascular, Electronic | 2 |  | N | N |  | 880.5725 | 1 |  |  |  |  | N | N | Eligible
HO | HO | LDS | Device, Pasteurization, Hot Water | 2 |  | N | N |  | 880.6991 | 4 |  |  |  |  | N | N | Eligible
HO | HO | LGM | Chamber, Patient Isolation | 2 |  | N | Y |  | 880.545 | 1 |  |  |  |  | N | N | Eligible
HO | HO | LGN | Chamber, Patient Transport Isolation | 2 |  | N | Y |  | 880.545 | 1 |  |  |  |  | N | N | Eligible
HO | HO | LGZ | Warmer, Thermal, Infusion Fluid | 2 |  | N | N |  | 880.5725 | 1 |  |  |  |  | N | N | Eligible
HO | HO | LHB | Timer, Apgar | 1 |  | Y | N |  | 880.293 | 4 |  |  |  |  | N | N | Eligible
HO | HO | LHF | Warmer, Microwave, Infusion Fluid | 2 |  | N | N |  | 880.5725 | 1 |  |  |  |  | N | N | Eligible
HO | HO | LHI | Set, I.V. Fluid Transfer | 2 |  | N | Y |  | 880.544 | 1 |  |  |  |  | N | N | Eligible
HO | HO | LJL | Detectors And Removers, Lice, (Including Combs) | 1 |  | N | N |  | 880.596 | 4 |  |  |  |  | N | N | Eligible
HO | HO | LJS | Catheter, Intravascular, Therapeutic, Long-Term Greater Than 30 Days | 2 |  | N | N |  | 880.597 | 1 |  |  |  |  | Y | N | Eligible
HO | HO | LJT | Port & Catheter, Implanted, Subcutaneous, Intravascular | 2 |  | N | N |  | 880.5965 | 1 |  |  |  |  | Y | N | Eligible
HO | HO | LLD | Port & Catheter, Implanted, Subcutaneous, Intraperitoneal | 2 |  | N | N |  | 880.5965 | 1 |  |  |  |  | Y | N | Eligible
HO | HO | LLI | Bed, Therapeutic, Ac-Powered, Adjustable Home-Use | 2 |  | N | N |  | 880.51 | 4 |  |  |  |  | N | N | Eligible
HO | HO | LLK | Legging, Compression, Non-Inflatable | 2 |  | N | N |  | 880.578 | 4 |  |  |  |  | N | N | Eligible
HO | HO | LRJ | Disinfectant, Medical Devices | 1 |  | N | N |  | 880.689 | 4 |  |  |  |  | N | N | Ineligible
HO | HO | LRT | Indicator, Sterilization | 2 |  | N | Y |  | 880.28 | 1 |  |  |  |  | N | N | Eligible
HO | HO | LYY | Latex Patient Examination Glove | 1 |  | N | Y |  | 880.625 | 1 | A latex patient examination glove is a disposable device made of natural rubber latex that may or may not bear a trace amount of residual powder, and is intended to be worn on the hand for medical purposes to provide a barrier against potentially infectious materials and other contaminants. |  |  |  | N | N | Eligible
HO | HO | LYZ | Vinyl Patient Examination Glove | 1 |  | N | Y |  | 880.625 | 1 | A vinyl patient examination glove is a disposable device made of poly(vinyl chloride) that may or may not bear a trace amount of residual powder, and is intended to be worn on the hand for medical purposes to provide a barrier against potentially infectious materials and other contaminants. |  |  |  | N | N | Eligible
HO | HO | LZA | Polymer Patient Examination Glove | 1 |  | N | Y |  | 880.625 | 1 | A nitrile (or polymer) patient examination glove is a disposable device made of nitrile rubber or synthetic polymers that may or may not bear a trace amount of residual powder, and is intended to be worn on the hand for medical purposes to provide a barrier against potentially infectious materials and other contaminants. |  |  |  | N | N | Eligible
HO | HO | LZB | Finger Cot | 1 |  | N | N |  | 880.625 | 4 |  |  |  |  | N | N | Eligible
HO | HO | LZC | Medical Glove, Specialty | 1 |  | N | Y |  | 880.625 | 1 | A disposable medical glove (examination or surgeon�s) is a device that may or may not bear a trace amount of residual powder and is intended to be worn on the hand or finger(s) for medical purposes to prevent contamination. In addition, these gloves may have specialty claims such as chemotherapy, etc. |  |  |  | N | N | Eligible
HO | HO | LZH | Pump, Infusion, Enteral | 2 |  | N | N |  | 880.5725 | 1 |  |  |  |  | N | N | Ineligible
HO | HO | MDR | Binder, Medical, Therapeutic | 1 |  | Y | N |  | 880.516 | 4 |  |  |  |  | N | N | Eligible
HO | HO | MDZ | Cleaners, Medical Devices | 2 |  | N | Y |  | 880.6992 | 1 |  |  |  |  | N | N | Eligible
HO | HO | MEA | Pump, Infusion, Pca | 2 |  | N | N |  | 880.5725 | 1 |  |  |  |  | N | N | Ineligible
HO | HO | MEB | Pump, Infusion, Elastomeric | 2 |  | N | N |  | 880.5725 | 1 |  |  |  |  | N | N | Ineligible
HO | HO | MEC | Disinfector, Medical Devices | 2 |  | N | N |  | 880.6992 | 4 |  |  |  |  | N | N | Ineligible
HO | HO | MED | Sterilant, Medical Devices | 2 |  | N | Y |  | 880.6885 | 1 |  |  |  |  | N | N | Ineligible
HO | HO | MEG | Syringe, Antistick | 2 |  | N | Y |  | 880.586 | 1 |  |  |  |  | N | N | Eligible
HO | HO | MHC | Needle, Interosseous | 2 |  | N | N |  | 880.557 | 1 |  |  |  |  | Y | N | Eligible
HO | HO | MHD | Pump, Infusion, Gallstone Dissolution | 2 |  | N | N |  | 880.5725 | 1 |  |  |  |  | N | N | Eligible
HO | HO | MJF | Check Valve, Retrograde Flow (In-Line) | 2 |  | N | Y |  | 880.544 | 1 |  |  |  |  | N | N | Eligible
HO | HO | MKB | Device, Germicidal, Ultraviolet | 2 |  | N | Y |  | 880.65 | 1 |  |  |  |  | N | N | Eligible
HO | HO | MLR | Sterilizer, Chemical | 2 |  | N | Y |  | 880.686 | 1 |  |  |  |  | N | N | Ineligible
HO | HO | MMK | Container, Sharps | 2 |  | N | Y |  | 880.557 | 1 |  |  |  |  | N | N | Eligible
HO | HO | MMS | Lubricant, Vaginal, Patient | 1 |  | N | Y |  | 880.6375 | 1 |  |  |  |  | N | N | Eligible
HO | HO | MQX | Needle, Acupuncture, Single Use | 2 |  | N | N |  | 880.558 | 4 |  |  |  |  | N | N | Eligible
HO | HO | MRB | Indicator, Biological, Liquid Chemical Sterilization Process | 2 |  | N | Y |  | 880.28 | 1 |  |  |  |  | N | N | Eligible
HO | HO | MRL | Scale, Sponge, Surgical, Electrically-Powered | 1 |  | N | N |  | 880.274 | 4 |  |  |  |  | N | N | Eligible
HO | HO | MRZ | Accessories, Pump, Infusion | 2 |  | N | N |  | 880.5725 | 1 |  |  |  |  | N | N | Eligible
HO | HO | MTC | Indicator, Chemical, Enzymatic, Sterilization Process | 2 |  | N | Y |  | 880.28 | 1 |  |  |  |  | N | N | Eligible
HO | HO | MTV | Sharps Needle Destruction Device | 2 |  | N | N |  | 880.621 | 1 | A prescription device that is intended to destroy needles or sharps used for medical purposes by incineration or mechanical means. | Sharps needle destruction devices are typically electrical devices that� can destruct sharps and/or needles in a variety of methods (grinding,� incinerating, etc.) that can be either portable or stationary. Some of� these devices may also employ software to provide the user with greater� control. | Needles or sharps are placed into the device. | n/a | N | N | Eligible
HO | HO | MZR | Topical Approximation System | 1 |  | N | N |  | 880.524 | 4 |  |  |  |  | N | N | Eligible
HO | HO | NEP | System/Device, Pharmacy Compounding | 2 |  | N | N |  | 880.544 | 4 |  |  |  |  | N | N | Ineligible
HO | HO | NGT | Saline, Vascular Access Flush | 2 |  | N | N |  | 880.52 | 1 | Enhance the performance of intravascular catheters, to maintain patency of the vascular catheter when it is not in use. |  |  |  | N | N | Eligible
HO | HO | NKK | Needle, Hypodermic, Single Lumen, Reprocessed | 2 |  | N | Y |  | 880.557 | 1 | Reprocessing validation data for this device type must be included in a 510(k) submission. (70 FR 56911, available at https://www.govinfo.gov/content/pkg/FR-2005-09-29/pdf/05-19510.pdf). |  |  |  | N | N | Eligible
HO | HO | NKN | Syringe, Piston, Reprocessed | 2 |  | N | N |  | 880.586 | 1 | A piston syringe is a device intended for medical purposes that consists of a calibrated hollow barrel and a movable plunger. At one end of the barrel there is a male connector (nozzle) for fitting the female connector (hub) of a hypodermic single lumen needle. The device is used to inject fluids into, or withdraw fluids from, the body. Reprocessing validation data for this device type must be included in a 510(k) submission. (70 FR 56911, available at https://www.govinfo.gov/content/pkg/FR-2005-09-29/pdf/05-19510.pdf). |  |  |  | N | N | Eligible
HO | HO | NRV | Implantable Radio Frequency Transponder System | 2 |  | N | N |  | 880.63 | 4 | An implantable microtransponder system intended to facilitate access to identification and health information in humans. It is described as consisting of a small implantable electronic microtransponder, an insertion device (introducer), and an electronic scanner (pocket reader). The microtransponder is a passive device that contains an electronic circuit, which is activated externally by a low-powered radio beam sent by a handheld, battery-powered pocket reader. The microtransponder stores only a unique electronic identification number (id). The id number is used to access a database that provides the implanted person's identity and health information supplied by the patient |  |  |  | Y | N | Eligible
HO | HO | NRW | Stimulator, Intramuscular, Automatic | 2 |  | N | Y |  | 880.558 | 1 | The Automatic Intramuscular Stimulator is a device that aids muscle stimulation by using a method called dry needling for treatment. The device consists of a main control unit, a hand-held motor unit, and an AC power supply adapter. The motor unit has a mounted disposal syringe and a needle mounting hardware for a disposable needle, and enables the practitioner to administer treatment with less physical effort. An EMG needle is used instead of an acupuncture needle because it is less flexible than the acupuncture needle |  |  |  | N | N | Eligible
HO | HO | NSC | Injector, Pen | 2 |  | N | N |  | 880.586 | 1 | A pen injector is a device that provides a nonelectrically-powered, mechanically-operated method of accurately injecting a dose of medicinal product from a medicinal cartridge, reservoir, or syringe through a manually-inserted single lumen hypodermic needle. The device can be used by health professionals or for self-injection by the patient. |  |  |  | N | N | Eligible
HO | HO | NTC | Nursing Pad, Hydrogel | 1 |  | N | N |  | 880.563 | 4 |  |  |  |  | N | N | Eligible
HO | HO | NTX | Nursing Pad, Polyurethane Pad With Starch Copolymer, Glycerin, And Surfactant (F-68) | 1 |  | N | N |  | 880.563 | 4 | A NURSING PAD CONSISTING OF A POLYURETHANE PAD WITH GLYCERIN USED TO RELIEVE NIPPLES THAT ARE SORE AND CRACKED FROM BREASTFEEDING. |  |  |  | N | N | Eligible
HO | HO | NXH | Nursing Pad, Cohesive Gel | 1 |  | N | N |  | 880.563 | 4 | Intended to relieve nipples that are sore and cracked from breast feeding. | device is composed primarily of a cohesive gel | independently | breast | N | N | Eligible
HO | HO | NZD | Stretcher, Patient Restraint | 1 |  | Y | N |  | 880.69 | 4 | Soft restraints to be attached to a backboard or stretcher in order to immobilize the patient in emgency situations. | fabric/nylon straps with velcro ends to be attached to the backboard | soft material restraint to be secured to the backboard/stretcher | torso and legs | N | N | Eligible
HO | HO | NZG | Bassinet, Hospital | 2 |  | N | N |  | 880.5145 | 4 | Intended for medical purposes designed for the use of a pediatric patient made of all construction materials used in a hospital nursery. | Bassinet | Made of all construction materials | Pediatric | N | N | Eligible
HO | HO | NZH | Medication Management System, Remote | 2 |  | N | N |  | 880.6315 | 1 | A remote medication management system provides a means for the patient's prescribed medications to be stored in a delivery unit; For a medical provider to remotely schedule the patient's prescribed medications; To provide notification to the patient when the prescribed medications are due to be taken; To release the prescribed medications to a tray of the delivery unit accessible to the patient on the patient's command; And to provide to the medical provider a history of the event. The system is intended for use as an aid to medical providers in managing therapeutic regimens for patients in the home or clinic. | A remote medication management system consists of three primary components: control software (clinical and communications software), the medication delivery unit, and a specialized blister package containing the patient's prescribed medications that the patient receives from a pharmacy and stores in the medication delivery unit. | A clinician using the clinical software enters the patient's prescribed medication schedule. The patient goes to a pharmacy and receives the prescription packaged in one or more blister pack discs. The medication delivery unit then dispenses the medication at the quantities and schedule that were prescribed by the clinician. | Intended for delivery of pill type medication. | N | N | Ineligible
HO | HO | NZJ | Respirator, N95, For Use By The General Public In Public Health Medical Emergencies | 2 |  | N | N |  | 880.626 | 1 | It is intended to cover the nose and mouth of the wearer to help reduce wearer exposure to pathogenic biological airborne particulates during public health medical emergencies, such as influenza pandemic and also protects the wearer from splash and spray of body fluids. | N 95 NIOSH-certified respirator made of known filtration materials arranged in layers | NIOSH-certified N95 respirator made of known materials | Covers the nose and mouth of the wearer | N | N | Eligible
HO | HO | NZW | Heparin, Vascular Access Flush | 2 |  | N | N |  | 880.52 | 1 | Enhance the performance of intravascular catheters, to maintain patency of the vascular catheter when it is not in use. | Liquid solution | Physically occupies spacewithin the vascular catheter and exerts pressure on the patient's blood to prevent blood from backfilling into the catheter and clotting. | Vascular catheter | N | N | Eligible
HO | HO | NZX | Water, Vascular Access Flush | 2 |  | N | N |  | 880.52 | 1 | Enhance the performance of intravascular catheters, to maintain patency of the vascular catheter when it is not in use. | Liquid | Physically occupies space within the vascular catheter and exerts pressure on the patient's blood to prevent blood from backfilling into the catheter and clotting | vascular catheter | N | N | Eligible
HO | HO | OBK | Port, Protector/Cushion | 2 |  | N | N |  | 880.5965 | 1 | Intended to cushion and protect the localized area surrounding the implanted port and indicated for subjects having implanted subcutaneous or intravascular infusion ports. | Device is a foam ring with adhesive that is placed on intact skin over the port access site. The foam ring can be any defined shape that covers the port. The foam provides a barrier to the implanted port. | Device is applied on top of intact skin and provides a protection barrier over the implanted port. | The device is used on intact skin. | N | N | Ineligible
HO | HO | OCI | Indicator, Physical/Chemical, Storage Temperature | 2 |  | N | Y |  | 880.28 | 1 | The time-temperature indicator provides a visual signal that a selected time-temperature profile has been exceeded. When affixed to a device, a time temperature indicator is indicated, via a permanent color change, for the purpose of distinguishing between medical products that have exceeded a selected time-temperature profile of interest to the user from products that have not exceeded that profile. | Plastic label stock, with adhesive backing. Reference and active inks are deposited upon the plastic stock. The reference ring is printed with UV curable ink or a solvent-based ink, depending on the substrate. The active ink contains a suspension of diacetylenic monomers within a nitrocellulose-based ink vehicle. | The mode of operation is through the solid state polymerization of diacetylenes (DAs) to form poly(diacetylenes) (PDAs). | Affixed to packaging of a device. | N | N | Ineligible
HO | HO | ODI | Administration Set Docking Station | 2 |  | N | N |  | 880.544 | 1 | Temporary closing IV administration set. Temporary aseptic closure of the male Luer connector of the IV tubing in between uses for the life of the administration set. | Housing is made of polyethylene, piston is made of silicone | Temporary barrier against airborne contaminants | indirect contact, intravascular administration of fluids | N | N | Ineligible
HO | HO | ODY | Tunneled Catheter Remover | 2 |  | N | N |  | 880.597 | 1 | To assist in the removal of tunneled long term catheter cuffs using a minimal invasive technique by seperating the tissue ingrowth cuff from the surrounding tissue. Following seperation of the cuff from the tissue, the catheter can be safely removed from the body. | The device is made of a rigid or semirigid material and is designed to be able to snap over the catheter body. The deivce may have a hinge or handle to assist in holding the device and manipulating the removal function during operation. | The device is designed to snap over a catheter body and to be guided over the cather through the insertion site and into the subcutaneous tissue where the catheter tissue cuff is adhering to the tissue. The user of the catheter removal device, with a gentle twisting and back and forth motion of the device, will manually seperate the catheter cuff from the tissue and be able to fully remove the catheter from the body. | Tunneled Catheters with tissue ingrowth cuffs. | N | N | Ineligible
HO | HO | OHY | Pill Crusher/Cutter | 1 |  | N | N |  | 880.643 | 4 | A device used to cut or crush medication to aid in consumption. The device is intended to only be used with medications that are labeled as acceptable for crushing or cutting. | The device is aluminum/stainless steel with a handle, linkage arm, and anvil that are connected to pivot points by steel pins. | Cutting and/or crushing. | Pill | N | N | Eligible
HO | HO | OIG | Powder-Free Guayle Rubber Examination Glove | 1 |  | N | Y |  | 880.625 | 1 | A disposable patient examination glove made from guayule natural rubber latex. This alternative source of natural rubber latex (guayale) does not contain the same protein associated with allergic reactions to latex products from the hevea rubber tree. This device is intended to be worn on the hand for medical purposes to provide a barrier against potentially infectious materials and other contaminants. | A disposable patient examination glove made from guayule natural rubber latex. This alternative source of natural rubber latex (guayale) does not contain the same protein associated with allergic reactions to latex products from the hevea rubber tree. This device is intended to be worn on the hand for medical purposes to provide a barrier against potentially infectious materials and other contaminants. | A disposable patient examination glove made from guayule natural rubber latex. This alternative source of natural rubber latex (guayale) does not contain the same protein associated with allergic reactions to latex products from the hevea rubber tree. This device is intended to be worn on the hand for medical purposes to provide a barrier against potentially infectious materials and other contaminants. | The device is intended to be worn on the hand for medical purposes to provide a barrier against potentially infectious materials and other contaminants. | N | N | Eligible
HO | HO | OJA | Intravenous Extension Tubing Set | 2 |  | N | N |  | 880.544 | 7 | This product code has been established in accordance with the May 20, 1997, Guidance entitled, Convenience Kits Interim Regulatory Guidance, found at www.fda.gov/cdrh/ode/convkit.html. This type of convenience kit, as listed in the guidance above, is under enforcement discretion, and does not require a premarket notification (510(k)) to market if it meets all criteria in the guidance. | This product code has been established in accordance with the May 20, 1997, Guidance entitled, Convenience Kits Interim Regulatory Guidance, found at www.fda.gov/cdrh/ode/convkit.html. This type of convenience kit, as listed in the guidance above, is under enforcement discretion, and does not require a premarket notification (510(k)) to market if it meets all criteria in the guidance. | This product code has been established in accordance with the May 20, 1997, Guidance entitled, Convenience Kits Interim Regulatory Guidance, found at www.fda.gov/cdrh/ode/convkit.html. This type of convenience kit, as listed in the guidance above, is under enforcement discretion, and does not require a premarket notification (510(k)) to market if it meets all criteria in the guidance. | This product code has been established in accordance with the May 20, 1997, Guidance entitled, Convenience Kits Interim Regulatory Guidance, found at www.fda.gov/cdrh/ode/convkit.html. This type of convenience kit, as listed in the guidance above, is under enforcement discretion, and does not require a premarket notification (510(k)) to market if it meets all criteria in the guidance. | N | N | Eligible
HO | HO | OKC | Implanted Subcutaneous Securement Catheter | 2 |  | N | N |  | 880.597 | 1 | Access to central venous system for blood sampling and infusion, and to provide a means to secure the catheter via a subcutaneous anchor below the insertion site. | Central venous catheter with subcutaneous securement system. | Central venous catheter with subcutaneous securement system. | vascular system, subcutaneous tissue. | Y | N | Ineligible
HO | HO | OKE | Port Introducer Kit | 2 |  | N | N |  | 880.5965 | 7 | This product code has been established in accordance with the may 20, 1997, guidance entitled, convenience kits interim regulatory guidance, found at www.Fda.Gov/cdrh/ode/convkit.Html. This type of convenience kit, as listed in the guidance above, is under enforcement discretion, and does not require a premarket notification (510(k)) to market if it meets all criteria in the guidance. | This product code has been established in accordance with the May 20, 1997, Guidance entitled, Convenience Kits Interim Regulatory Guidance, found at www.fda.gov/cdrh/ode/convkit.html. This type of convenience kit, as listed in the guidance above, is under enforcement discretion, and does not require a premarket notification (510(k)) to market if it meets all criteria in the guidance. | This product code has been established in accordance with the May 20, 1997, Guidance entitled, Convenience Kits Interim Regulatory Guidance, found at www.fda.gov/cdrh/ode/convkit.html. This type of convenience kit, as listed in the guidance above, is under enforcement discretion, and does not require a premarket notification (510(k)) to market if it meets all criteria in the guidance. | This product code has been established in accordance with the May 20, 1997, Guidance entitled, Convenience Kits Interim Regulatory Guidance, found at www.fda.gov/cdrh/ode/convkit.html. This type of convenience kit, as listed in the guidance above, is under enforcement discretion, and does not require a premarket notification (510(k)) to market if it meets all criteria in the guidance. | N | N | Eligible
HO | HO | OKL | Intravascular Administration Set, Automated Air Removal System | 2 |  | N | N |  | 880.5445 | 1 | An intravascular administration set, automated air removal system is a prescription device used to detect and automatically remove air from an intravascular administration set with minimal to no interruption in the flow of the IV fluid. | N/A | The device may include an air identification mechanism, software, an air removal mechanism, tubing, apparatus to collect removed air and safety control mechanisms to address hazardous situations. Once air is identified, the device air removal mechanism automatically removes the air from the intravascular administration set with minimal to no interruption in the flow of the IV fluid. | The device is intended for intravenous infusion systems. | N | N | Ineligible
HO | HO | OMF | Percutaneous, Implanted, Long-Term Intravascular Catheter Accessory For Catheter Position | 2 |  | N | N |  | 880.597 | 1 | When used in connection with a locator instrument is designed to aid in the placement of central venous catheters by providing real-time information as to the position of the catheter inside the body during the catheter insertion procedure. | stainless steel stylet | device is placed inside a central venous catheter | blood vessels | Y | N | Ineligible
HO | HO | ONB | Closed Antineoplastic And Hazardous Drug Reconstitution And Transfer System | 2 |  | N | N |  | 880.544 | 1 | Reconstitute and transfer antineoplastic and other hazardous drugs in healthcare setting indicated to reduce exposure of healthcare personnel to chemotherapy agents in healthcare setting. | Vial adator with piercing spikes, contain Luer-Lock connector fitted with elastomeric membrane to provide a sealed connection between syringe, I.V. administration set or tranfer bag. May contain side pressure-equalizing protector unit. May contain needle-free access port. | Placed over vial or container containing the chemotheraphy drug | Device is not act on any part of body. I.V. infusion devices, catheters, drug container closure system. | N | N | Ineligible
HO | HO | ONM | Radiant Infant Warmer Cabinet | 2 |  | N | Y |  | 880.513 | 1 | The device is intended to provide an enclosure for storage of an radiant infant warmer. It may also provide a bassinet for use with the radiant infant warmer, and provide power to the infant radiant warmer. | The accessory could be in a range of sizs and materials. The important aspects are its capability of providing suppport as a bassinet and electrical safety. | When not in use, the device encloses the infant radiant warmer. The device opens to provide a bassinet placed under the warmer. The device includes a power outlet that provides power to the warmer and includes a cut-off switch to disconnect power when the accessory device is closed. | The accessory is intended for use with an infant radiant warmer, which are intended for use in warming the whole body of an infant. | N | N | Ineligible
HO | HO | OPC | Powder-Free Polychloroprene Patient Examination Glove | 1 |  | N | Y |  | 880.625 | 1 | A powder free polychloroprene patient examination glove is a disposable device made of polychloroprene rubber tthat bears powder to facilitate donning, and is intended to be worn on the hand for medical purposes to provide a barrier against potentially infectious materials and other contaminants. | A powder free polychloroprene patient examination glove is a disposable device made of polychloroprene rubber tthat bears powder to facilitate donning, and is intended to be worn on the hand for medical purposes to provide a barrier against potentially infectious materials and other contaminants. | A powder free polychloroprene patient examination glove is a disposable device made of polychloroprene rubber tthat bears powder to facilitate donning, and is intended to be worn on the hand for medical purposes to provide a barrier against potentially infectious materials and other contaminants. | glove | N | N | Eligible
HO | HO | OPH | Radiation Attenuating Medical Glove | 1 |  | N | Y |  | 880.625 | 1 | Radiations attenuating medical gloves are medical gloves that are used during medical or surgical procedures involving radiation to shield the hands of the wearer from scattered radiation exposure. The gloves offer some degree of protection to the hand from radiation exposure as well as protection from transmission of infectious agents. The use of these gloves includes procedures that require the use of fluoroscopy or radiography. In addition to meeting the requirements for examination or surgeon�s gloves, manufacturers should have technical data to show that their attenuation claims meet the energy range of x-rays normally used in medical procedures. | Radiations attenuating medical gloves are medical gloves that are used during medical or surgical procedures involving radiation to shield the hands of the wearer from scattered radiation exposure. The gloves offer some degree of protection to the hand from radiation exposure as well as protection from transmission of infectious agents. The use of these gloves includes procedures that require the use of fluoroscopy or radiography. In addition to meeting the requirements for examination or surgeon�s gloves, manufacturers should have technical data to show that their attenuation claims meet the energy range of x-rays normally used in medical procedures. | Radiations attenuating medical gloves are medical gloves that are used during medical or surgical procedures involving radiation to shield the hands of the wearer from scattered radiation exposure. The gloves offer some degree of protection to the hand from radiation exposure as well as protection from transmission of infectious agents. The use of these gloves includes procedures that require the use of fluoroscopy or radiography. In addition to meeting the requirements for examination or surgeon�s gloves, manufacturers should have technical data to show that their attenuation claims meet the energy range of x-rays normally used in medical procedures. | Glove | N | N | Ineligible
HO | HO | OPJ | Medical Gloves With Chemotherapy Labeling Claims - Test For Use With Chemotherapy Drugs | 1 |  | N | Y |  | 880.625 | 1 | A disposable medical glove (examination or surgeons) that is worn on the examiner's hand to prevent contamination between patient and examiner. In addition, these gloves have been tested for permeation and breakthrough resistance against various concentrations and types of chemotherapy drugs using test such as astm d6978-05, standard practice for assessment of resistance of medical gloves to permeation by chemotherapy drugs. | A disposable medical glove (examination or surgeons) that is worn on the examiner's hand to prevent contamination between patient and examiner. In addition, these gloves have been tested for permeation and breakthrough resistance against various concentrations and types of chemotherapy drugs using test such as ASTM D6978-05, Standard Practice for Assessment of Resistance of medical Gloves to Permeation by Chemotherapy Drugs. | A disposable medical glove (examination or surgeons) that is worn on the examiner's hand to prevent contamination between patient and examiner. In addition, these gloves have been tested for permeation and breakthrough resistance against various concentrations and types of chemotherapy drugs using test such as ASTM D6978-05, Standard Practice for Assessment of Resistance of medical Gloves to Permeation by Chemotherapy Drugs. | Glove | N | N | Eligible
HO | HO | ORW | N95 Respirator With Antimicrobial/Antiviral Agent For Use By The General Public In Public Health Medical Emergencies | 2 |  | N | N |  | 880.626 | 1 | A single use, disposable, NIOSH-approved N95 respirator intended for use by the general public in public health medical emergencies to cover the nose and mouth of the wearer to help reduce wearer exposure to pathogenic biological particulates and has an added antimicrobial and/or antiviral agent which kills specified pathogens under specified contact conditions. | Solid. | Filtration. Antimicrobial / antiviral agent effectiveness. | It is a respirator. | N | N | Eligible
HO | HO | OSI | Bariatric Bed | 2 |  | N | N |  | 880.51 | 4 | A bed intended for obese patients weighing 500 pounds and above. Beds can expand from 38 to 60 inches in width. | Bed | Bed | Bed | N | N | Eligible
HO | HO | OSZ | Antimicrobial Keyboard | 2 |  | N | Y |  | 880.66 | 1 | To reduce microbial populations | Device resides on a motorized drawer that is contained in an enclosure, the drawer slides outside of the enclosure for use then retracts into the light-tight enclusure for UV disinfection after use | Self disinfecting computer keyboard and touchpad that utilized germicidal ultraviolet light in an enclosure | Hands | N | N | Eligible
HO | HO | OUG | Medical Device Data System | 1 |  | N | N |  | 880.631 | 4 | A medical device data system (mdds) is a device that is intended to provide one or more of the following uses, without controlling or altering the functions or parameters of any connected medical devices: (i) the electronic transfer of medical device data; (ii) the electronic storage of medical device data; (iii) the electronic conversion of medical device data from one format to another format in accordance with a preset specification; or (iv) the electronic display of medical device data. (2) An MDDS may include software, electronic or electrical hardware such as a physical communications medium (including wireless hardware), modems, interfaces, and a communications protocol. This identification does not include devices intended to be used in connection with active patient monitoring. | Software and Electronics | Software algorithms to perform necessary medical communication functions | Hospital Information Systems | N | N | Eligible
HO | HO | OUW | Infant Positioner, Rx, Use In Highly Monitored Setting | 1 |  | N | Y |  | 880.568 | 1 | Designed to position the baby at a 30 degree angle in the prone (on his/her stomach) position for specific medical or surgical conditions. For use only when in a highly monitored setting with continuous cardio-respiratory and oxygen saturation monitoring. | DEVICE MAY BE WEDGE SHAPED TO MAINTAIN THE INFANT AT A 30 DEGREE ANGLE. MAY ALSO HAVE A COMPONENT THAT IS USED TO HELP MAINTAIN THE INFANT ON THE POSITIONER SUCH AS A BINDER. | MAINTAINS INFANT IN A DESIRED POSITION. | WHOLE BODY. | N | N | Ineligible
HO | HO | OVY | Liquid Chemical Processing System | 2 |  | N | N |  | 880.6887 | 1 | The liquid chemical processing system is intended as a standard method for routine monitoring. | The liquid chemical processing monitor consists of a filter paper-based carrier (� in x 1&#8540; in) inoculated with G. stearothermophilus 7953 spores and packaged in a glassine envelope, a vial containing 5 ml of modified Trypticase Soy Broth with the pH indicator, phenol red media and closed with a screw cap, and a transfer clip. | The device is placed in the system with the load. During the processing cycle, the liquid chemical processing monitor is exposed to the liquid chemical. Some of the spores on the strip will be killed and and some of the spores will be physically washed off the strip. | This device is has no patient contact. | N | N | Ineligible
HO | HO | OWL | Peripheral Catheter Insertion Kit | 2 |  | N | N |  | 880.52 | 7 | This product code has been established in accordance with the may 20, 1997, guidance entitled, convenience kits interim regulatory guidance, found at www.Fda.Gov/cdrh/ode/convkit.Html. This kit, as described in the guidance above, is under enforcement discretion, and does not require a premarket notification (510(k)) to market. | This product code has been established in accordance with the May 20, 1997, Guidance entitled, Convenience Kits Interim Regulatory Guidance, found at www.fda.gov/cdrh/ode/convkit.html. This kit, as described in the guidance above, is under enforcement discretion, and does not require a premarket notification (510(k)) to market. | This product code has been established in accordance with the May 20, 1997, Guidance entitled, Convenience Kits Interim Regulatory Guidance, found at www.fda.gov/cdrh/ode/convkit.html. This kit, as described in the guidance above, is under enforcement discretion, and does not require a premarket notification (510(k)) to market. | This product code has been established in accordance with the May 20, 1997, Guidance entitled, Convenience Kits Interim Regulatory Guidance, found at www.fda.gov/cdrh/ode/convkit.html. This kit, as described in the guidance above, is under enforcement discretion, and does not require a premarket notification (510(k)) to market. | N | N | Eligible
HO | HO | OWP | Biological Sterilization Process Indicator With Recombinant-Dna Plasmid | 2 |  | N | N |  | 880.2805 | 1 | A Recombinant-DNA plasmid biological indicator is intended for use by a health care provider to accompany products being sterilized through a sterilization procedure and to monitor adequacy of sterilization. | Bacterial spores containing recombinant-DNA plasmids are provided in an ampoule with a separate, contained compartment of appropriate growth media. The ampoule design should segregate the spores from the growth media until incubation and facilitate contained mixing, when required, of the spores and growth media without exposing any spores to the external environment. | The device consists of known number of genetically-modified bacterial spores, with known resistance to the intended sterilization process, containing deliberately introduced recombinant-DNA plasmids. The plasmids provide a new indicator signal mechanism to determine the presence of viable bacteria in the indicator signaling a failure in the sterilization process. Plasmid safety is evaluated by an Environmental Assessment in addition to performance testing. | The device is intended to be included with sterilization loads, within sterilization wraps, containers, pouches, trays and cassettes during sterilization cycles for which the use of this device has been validated. | N | N | Eligible
HO | HO | OYS | Patient Bed With Canopy/Restraints | 1 |  | N | N |  | 880.676 | 4 | Enclosed bed canopy system used as passive restraint. | It may consist of the following components: (a) Metal/aluminum rectangular frame (b) Polyurethane or like material for tubular foam padding for the aluminum frame (c) Four side panels composed of polyurethane-coated nylon pack cloth, gray polyester mesh (or similar materials) and polyester coiled zippers with an enclosed canopy. | It is a passive bed enclosure that provides a solid framework and a soft canopy structure, which securely attaches to the bed and shelters and restrains the patient without touching the patient. The canopy provides access to the patient through secured openings, allowing the healthcare worker the ability to provide routine care to the patient, while providing a more controlled environment when the patient is unattended. | entire body | N | N | Eligible
HO | HO | OZK | Thermometer, Exhaled Breath | 2 |  | N | N |  | 880.291 | 1 | To measure the temperature of exhaled human breath, which is frequently increased in airway inflammation in asthma patients. Measurement of changes in exhaled human breath temperature aids in evaluating airway inflammation treatment in asthma patients as an adjunct to established clinical and laboratory assessments of asthma. | The major components of the device are: a. A 0.5-litre silver plated flask in a metal cylinder (thermos) b. An air tube and thermal block made out of copper with an in-built temperature sensor. The thermal block has a tube-like part with high thermal capacity and excellent heat conduction properties c. Mouthpiece (Polypropylene) d. Inlet Cap (Polycarbonate) e. USB Port (Polyurethane) f. Environmental Chamber (Mild Sheet Metal) g. LCD Screen h. Navigation/Power/OK buttons (ABS) | The essence of the device technology is an environmental chamber with a thermal core heated by exhaled air from the patient. Each exhalation increases the temperature inside the reservoir until equilibrium is reached and measured by a thermal sensor. To use the device, the patient inhales through the nose and exhales into the device via a mouthpiece. The temperature in the device is assessed by measuring the resistance of the thermal sensor by means of a digital ohm-meter. | Mouth | N | N | Ineligible
HO | HO | PAD | Chest Drainage Kit | 2 |  | Y | N |  | 880.674 | 7 | This product code has been established in accordance with the May 20, 1997, Guidance entitled, Convenience Kits Interim Regulatory Guidance, found at www.fda.gov/cdrh/ode/convkit.html. This kit, as described in the guidance above, is under enforcement discretion, and does not require a premarket notification (510(k)) to market. | This product code has been established in accordance with the May 20, 1997, Guidance entitled, Convenience Kits Interim Regulatory Guidance, found at www.fda.gov/cdrh/ode/convkit.html. This kit, as described in the guidance above, is under enforcement discretion, and does not require a premarket notification (510(k)) to market. | This product code has been established in accordance with the May 20, 1997, Guidance entitled, Convenience Kits Interim Regulatory Guidance, found at www.fda.gov/cdrh/ode/convkit.html. This kit, as described in the guidance above, is under enforcement discretion, and does not require a premarket notification (510(k)) to market. | This product code has been established in accordance with the May 20, 1997, Guidance entitled, Convenience Kits Interim Regulatory Guidance, found at www.fda.gov/cdrh/ode/convkit.html. This kit, as described in the guidance above, is under enforcement discretion, and does not require a premarket notification (510(k)) to market. | N | N | Eligible
HO | HO | PDH | Blanket, Neonatal Phototherapy | 2 |  | N | Y |  | 880.57 | 1 | Is intended to be used as an adjunct to neonatal phototherapy systems used for the treatment of neonatal hyperbilirubinemia in the clinical or home setting. | Comprised of a light-weight, spun bond polypropylene material. Spun bond polypropylene is a commonly used fabric in medical products and garments. The material is non-irritating to the skin, soft, and allows it to easily conform to body contours. The material is available in different fabric weights, depending on the tightness of the weave and fabric density. The spun bond polypropylene fabric has a generally open-weave structure to ensure maximum light transmittance through the fabric. | Comprised of a light-weight, spun bond polypropylene material. The blanket is intended to allow an infant undergoing phototherapy for hyperbilirubinemia to be tightly swaddled and still receive the full benefit of the phototherapy treatment. The design of the blanket allows the infant to be swaddled in a fashion such that only a single layer of fabric is ever interposed between the infant and the phototherapy light source. | Whole body. | N | N | Ineligible
HO | HO | PEC | Sterilizer Automated Loading System | 2 |  | N | Y |  | 880.688 | 1 | Provides automated loading and unloading of instruments requiring sterilization for increasing hospital work flow efficiencies. The system consists of a user interface, loading conveyor, load transport shuttles, unloading conveyor to be used as an accessory to a sterilizer. | The system consists of a single point user interface station, loading conveyor, load transport shuttles, unloading conveyor and a sterilizer that sits on a loading car. | Works in conjunction with a steam sterilizer | NA | N | N | Eligible
HO | HO | PEF | Heparin Flush In 0.45% Sodium Chloride | 2 |  | N | N |  | 880.52 | 1 | The heparin flush in 0.45% sodium chloride is intended to maintain patency of an indwelling intravenous catheter device designed for intermittent injection or infusion therapy or blood sampling. It provides an alternative to clinicians to prevent sodium overload in neonatal patients. | Transparent container, volume markings on the syringe barrel, tip cap, plunger stopper and Heparin Lock Flush solution | Attaach syringe to access device and flush. | Heparin lock device or central venous catheter. | N | N | Eligible
HO | HO | PEQ | Accessories To Examination Light | 1 |  | N | N |  | 880.632 | 4 | Accessories that attach to the light and assist in magnifying, clarifying, enhancing the image being viewed. | Lens, scopes | Uses Lens to improve the image of the surface area being viewed under the light. | skin | N | N | Eligible
HO | HO | PEZ | Central Venous Catheter Dressing Change Kit | 2 |  | N | N |  | 880.52 | 7 | This product code has been established in accordance with the may 20, 1997, guidance entitled, convenience kits interim regulatory guidance, found at www.Fda.Gov/cdrh/ode/convkit.Html. This kit, as described in the guidance above, is under enforcement discretion, and does not require a premarket notification (510(k)) to market. | This product code has been established in accordance with the may 20, 1997, guidance entitled, convenience kits interim regulatory guidance, found at www.Fda.Gov/cdrh/ode/convkit.Html. This kit, as described in the guidance above, is under enforcement discretion, and does not require a premarket notification (510(k)) to market. | This product code has been established in accordance with the may 20, 1997, guidance entitled, convenience kits interim regulatory guidance, found at www.Fda.Gov/cdrh/ode/convkit.Html. This kit, as described in the guidance above, is under enforcement discretion, and does not require a premarket notification (510(k)) to market. | This product code has been established in accordance with the may 20, 1997, guidance entitled, convenience kits interim regulatory guidance, found at www.Fda.Gov/cdrh/ode/convkit.Html. This kit, as described in the guidance above, is under enforcement discretion, and does not require a premarket notification (510(k)) to market. | N | N | Eligible
HO | HO | PHC | Infusion Safety Management Software | 2 |  | N | N |  | 880.5725 | 1 | Infusion safety management software is a prescription device intended for use with infusion pumps and may include one or more of the following capabilities: prepopulation of infusion programming parameters, data retrieval and analysis for tracking and trending, drug infusion error reduction algorithms, and alarm transmission. | The device is a software application(s), which may be implemented as part of an infusion pump and may also be implemented onto a hospital information system for use with an infusion pump system. | Infusion safety management software may include one or more software applications that enforce safety control mechanisms through wireless or wired communication between the hospital information system, the infusion pump, and the healthcare provider. | Target area is according to the approved drug or biologic product labeling. | N | N | Ineligible
HO | HO | PJJ | Two Or More Sterilant Sterilizer | 2 |  | N | N |  | 880.686 | 1 | Intended for use in terminal sterilization of cleaned, rinsed, and dried metal and non-metal reusable medical devices in health care facilities. | sterilizer | The sterilizer is a dual sterilant sterilizer using hydrogen peroxide and ozone as the sterilant | NA | N | N | Ineligible
HO | HO | PJO | Fall Prevention Alarm/Sensor Combination Attached Or Unattached | 1 |  | N | N |  | 880.24 | 4 | The fall-prevention alarm/sensor is a combination device that can attach to a person usually by a clip or belt OR it can be used unattached to the person, where the person sits upon it. | This fall prevention alarm can be used two way. It can attach to a person's body or clothing or it can be used unattached where the person sits upon the sensor pad as with devices cleared under product code KMI. | The alarm activates when weight is applied to the sensor changes or the magnet clip disconnects from the alarm. This alarm may be connected to the Nurse Call System. If the alarm is connected to the hospital's Nurse Call System, the nurse call station signal activates. This device may also use an AC-power adaptor to power the alarm instead of batteries. The adaptor does not charge the batteries. | Device can be used two different ways: 1) attached to the person or 2) not attached to the person. If used attached to the person, it can be applied to a person's clothing by use of the clip or it is worn around a person's waist via the belt. It is not to be used on the head or neck areas. If the belt is used, only the belt is applied around the person's waist. The belt is not looped around or through any chair, bed or furnituOrre so it does not act as a restraint. If the device not not attached, the patient sits or lies upon the sensor pad. | N | N | Eligible
HO | HO | PJP | Fall Prevention Alarm/Sensor Attached Only | 1 |  | N | N |  | 880.24 | 4 | This fall-prevention alarm/sensor works only when it is attached to a person. It attaches to a person usually by a clip or belt . | This fall prevention alarm attaches to a person's body or clothing. A nurse call interface provides dual staff notification or enables the in-room alarm to be silenced. | The alarm activates when the clip (alarm cord) disconnects from the alarm. This alarm may be connected to the Nurse Call System. If the alarm is connected to the hospital's Nurse Call System, the nurse call station signal activates. This device may also use an AC-power adaptor to power the alarm instead of batteries. The adaptor does not charge the batteries. | The device can be used only when it is attached to the person. If attached to the person, it is attached to a person's clothing by use of the clip or it is worn around a person's waist with the supplied belt. It is not to be used on the head or neck areas. If the belt is used, the belt is applied around the person's waist. The belt is not looped around or through any chair, bed or furniture, so it does not act as a restraint. | N | N | Eligible
HO | HO | PKP | Immunoglobulin G (Igg) Infusion System | 2 |  | N | N |  | 880.5725 | 1 | An Immunoglobulin G (IgG) Infusion System is a prescription device intended for subcutaneous delivery of Immunoglobulin G (IgG) in accordance with the FDA approved labeling. | An Immunoglobulin G (IgG) infusion system includes the delivery device, reservoir or syringe, and any administration sets and / or subcutaneous catheters or needles to infuse Immunoglobulin G (IgG) into subcutaneous tissue. | An Immunoglobulin G (IgG) infusion system infuses Immunoglobulin G (IgG) into subcutaneous tissue in accordance with FDA approved labeling. | In accordance with FDA approved labeling, an Immunoglobulin G (IgG) infusion system is for subcutaneous infusion only. | N | N | Ineligible
HO | HO | PMS | Peripheral Intravenous (Piv) Infiltration Monitor | 2 |  | N | N |  | 880.5725 | 1 | Peripheral catheter monitor (PIV) indicated for the detection of subcutaneous infiltrations and extravasations. | The device consists of a monitor, a reusable optical sensor cable and a single-use sensor receptacle. | The peripheral intravenous (PIV) monitoring device that uses visible and near-infrared light to measure changes in the optical properties of the tissue near a PIV insertion site to determine if an infiltration of the peripheral catheter has occurred. | peripherally-inserted IVs (PIVs), generally on the forearm or dorsal aspect of the hand. | N | N | Eligible
HO | HO | PND | Midline Catheter | 2 |  | N | N |  | 880.52 | 1 | The catheter is inserted into the peripheral vascular system for infusion of fluids and medications for less than 28 days. | Consists of a thin, flexible plastic tube that may have a guide wire inside the catheter to add stiffness to facilitate insertion | The catheter is inserted into the peripheral vascular system for infusion of fluids and medications. | The catheter is inserted in the peripheral vascular system (basilic, cephalic, or brachial veins) usually above the antecubital fossa and the tip terminates at or near the axillary area. | N | N | Eligible
HO | HO | POQ | Blood Transfusion Kit | 2 |  | N | N |  | 880.544 | 7 | This product code has been established in accordance with the may 20, 1997, guidance entitled, convenience kits interim regulatory guidance, found at www.Fda.Gov/cdrh/ode/convkit.Html. This type of convenience kit, as listed in the guidance above, is under enforcement discretion, and does not require a premarket notification (510(k)) to market if it meets all criteria in the guidance. | This product code has been established in accordance with the may 20, 1997, guidance entitled, convenience kits interim regulatory guidance, found at www.Fda.Gov/cdrh/ode/convkit.Html. This type of convenience kit, as listed in the guidance above, is under enforcement discretion, and does not require a premarket notification (510(k)) to market if it meets all criteria in the guidance. | This product code has been established in accordance with the may 20, 1997, guidance entitled, convenience kits interim regulatory guidance, found at www.Fda.Gov/cdrh/ode/convkit.Html. This type of convenience kit, as listed in the guidance above, is under enforcement discretion, and does not require a premarket notification (510(k)) to market if it meets all criteria in the guidance. | This product code has been established in accordance with the may 20, 1997, guidance entitled, convenience kits interim regulatory guidance, found at www.Fda.Gov/cdrh/ode/convkit.Html. This type of convenience kit, as listed in the guidance above, is under enforcement discretion, and does not require a premarket notification (510(k)) to market if it meets all criteria in the guidance. | N | N | Eligible
HO | HO | POR | Parenteral Administration Kit | 2 |  | N | N |  | 880.544 | 7 | This product code has been established in accordance with the May 20, 1997, Guidance entitled, Convenience Kits Interim Regulatory Guidance, found at http://www.fda.gov/MedicalDevices/DeviceRegulationandGuidance/GuidanceDocuments/ucm080216.htm . This kit, as described in the guidance above, is under enforcement discretion, and does not require a premarket notification (510(k)) to market. | This product code has been established in accordance with the May 20, 1997, Guidance entitled, Convenience Kits Interim Regulatory Guidance, found at http://www.fda.gov/MedicalDevices/DeviceRegulationandGuidance/GuidanceDocuments/ucm080216.htm . This kit, as described in the guidance above, is under enforcement discretion, and does not require a premarket notification (510(k)) to market. | This product code has been established in accordance with the May 20, 1997, Guidance entitled, Convenience Kits Interim Regulatory Guidance, found at http://www.fda.gov/MedicalDevices/DeviceRegulationandGuidance/GuidanceDocuments/ucm080216.htm . This kit, as described in the guidance above, is under enforcement discretion, and does not require a premarket notification (510(k)) to market. | This product code has been established in accordance with the May 20, 1997, Guidance entitled, Convenience Kits Interim Regulatory Guidance, found at http://www.fda.gov/MedicalDevices/DeviceRegulationandGuidance/GuidanceDocuments/ucm080216.htm . This kit, as described in the guidance above, is under enforcement discretion, and does not require a premarket notification (510(k)) to market. | N | N | Eligible
HO | HO | PQH | Iodinated Contrast Media Transfer Tubing Set | 2 |  | N | N |  | 880.544 | 1 | The iodinated contrast media transfer set is intended to transfer iodinated contrast media from imaging bulk package contrast media in a controlled ambient environment. The transfer set is intended to be used to directly fill multiple sterile single use syringes from an imaging bulk package contrast media bulk package under controlled ambient filling conditions such as a CT suite. | Transfer with swabbable valve to directly connect to single use sterile syringes. | Transfer set may include a swabbable one way valve to aid in filling of single use sterile syringes and prevention of microbial ingress. | Device does not act on any part of the body. | N | N | Eligible
HO | HO | PQX | Epinephrine Syringe | 2 |  | N | N |  | 880.586 | 1 | Intended for intramuscular or subcutaneous injection of epinephrine. | A piston syringe is a device intended for medical purposes that consists of a calibrated hollow barrel and a movable plunger. | A piston syringe is a device intended for medical purposes that consists of a calibrated hollow barrel and a movable plunger. At one end of the barrel there is a male connector (nozzle) for fitting the female connector (hub) of a hypodermic single lumen needle. | Intramuscular or subcutaneous. | N | N | Eligible
HO | HO | PRN | Pediatric Position Holder | 1 |  | N | N |  | 880.568 | 4 | Device used to physically restrain a pediatric patient for a short surgical or clinical procedure such as circumcision. Not intended for prolonged positioning. | Made of non-permeable and non-porous material | The pediatric position holder is a device made of non-permeable and non-porous material and molded with smooth edges for single patient use or multi-patient reuse. Holders that use disposable straps are used to hold an infant or a child in an anatomically correct position during short medical procedures such as circumcision. The holder is used only under constant supervision of a medical professional in a health care facility and is for prescription use only. | Pediatrics | N | N | Eligible
HO | HO | PTD | Subcutaneous Implanted Apheresis Port | 2 |  | N | N |  | 880.5965 | 1 | A subcutaneous implanted apheresis port is a prescription device intended for patient therapies requiring repeated access to the vascular system and long-term therapeutic apheresis | A subcutaneous implanted apheresis port includes the port body, intravascular catheter, and over-the-needle I.V. catheter for port access. | An apheresis port is for patient therapies requiring repeated access to the vascular system. The port system can be used for the infusion of medications, I.V. fluids, parenteral nutrition solutions, blood and blood products, withdrawal of blood and long-term therapeutic apheresis. | In accordance with FDA approved labeling, a subcutaneous implanted apheresis port is a prescription device intended for patient therapies requiring repeated access to the vascular system and long-term therapeutic apheresis. | Y | N | Eligible
HO | HO | PTI | Non-Coring (Huber) Needle | 2 |  | N | N |  | 880.557 | 1 | The non-coring needle (Huber) is utilized to gain access into a subcutaneous implanted intravascular infusion port but can also be used to access other non-vascular implanted devices with similar septums. | Sterile medical grade stainless steel hollow needle which may be straight or bent at a 90 degrees, with a hub that is only compatible with other luer type devices. The needle tip angles so the bevel opening provides a clean entry into the port�s septra without damage. The hub may include; an anti-stick safety feature, integrated extension set, or luer activated valve. | A sterile non-coring (Huber) needle used under sterile conditions to pierce the skin above a subcutaneous implanted intravascular infusion port. Once the port is accessed, the needle is pushed through the septum into the port reservoir body that has an integrated catheter. | Various subcutaneous locations; upper arms, chest and abdomen. Indirectly effects the central venous vascular system by facilitating the delivery of intravenous fluids, medications, contrast media and the withdrawal of blood for laboratory sampling. | N | N | Ineligible
HO | HO | PUK | Administration Set Securement Device | 1 |  | N | N |  | 880.521 | 4 | Accessory device that secures intravenous administration sets (IV lines/tubing) to mobile transport devices. | Can be made of molded plastics, metal, hook and loop tape for attachment to various patient transport medical devices by means of a securement. Once the accessory device is secured to patient transfer device, the intravenous administration set (IV line/tubing) is the manually secured to the accessory. | Mechanical connects / attaches to medical bed, wheelchair or mobile patient medical equipment. | Hospital beds, wheelchairs, stretchers. | N | N | Eligible
HO | HO | PUN | Lice Removal Kit Containing A Solution | 1 |  | N | N |  | 880.596 | 4 | To remove lice eggs from hair | The kit is composed of a comb or comb-like device, and a solution intended to remove and/or kill lice and nits. | The solution is intended to remove and/or kill lice and nits; the solution also may lubricate the hair to facilitate removal of dead lice and nits with the supplied comb. | Human head including hair scalp | N | N | Eligible
HO | HO | PUR | Vacuum Syringe | 2 |  | N | N |  | 880.586 | 1 | The vacuum syringe is intended to be used as a general purpose syringe for injection and withdrawal of fluids and can be locked in place to create a vacuum for removal of fluid and/or tissue from the body in the form of thrombus, abscess fluid, and infected fluid. | The vacuum syringe consists of a barrel, plunger, piston seal and a locking mechanism. | A vacuum syringe may be used in instances where fluid and/or tissue needs to be removed from the body in the form of thrombus, abscess fluid, and infected fluid (e.g. urine, bile, etc,). Thrombus and other fluid can be thick, which makes it difficult to aspirate. The locking feature of the Vacuum Syringe allows the user to aspirate by pulling the plunger back to the desired position and locking the plunger, creating a continuous vacuum, which can be used to aspirate the fluid or thrombus without the need to continuously hold the plunger back. | Human fluid | N | N | Ineligible
HO | HO | PVZ | Non-Stainless Steel Needle | 2 |  | N | Y |  | 880.557 | 1 | A hypodermic needle is intended to inject medication and aspirate fluid, below the surface of the skin. Designed to be used with ultrasound for better visualization of needle during use. | A non-stainless steel hypodermic needle is a single lumen needle that is composed of a material that is not recognized as �stainless steel� as specified in ISO 9626: 2016. This is rigid hollow tubing may be straight and with an echogenic tip that is designed for better visualization when used with ultrasound equipment. The needle tip angles to allow for a clean entry below the surface of the skin. | A non-stainless steel hypodermic needle is a single lumen needle that is composed of a material that is not recognized as �stainless steel� as specified in ISO 9626: 2016. The needle hub is clear for better visualization of medication for injection and fluid aspiration. | Various locations of the body for general purpose use for injection of medication and aspiration of fluid where the needle gauge and length are appropriate based on anatomy and clinical need. | N | N | Ineligible
HO | HO | PWH | Administrations Sets With Neuraxial Connectors | 2 |  | N | N |  | 880.544 | 1 | The connector for neuraxial applications is intended to facilitate ANSI/AAMI/ISO 80369-6:2016 compliant neuraxial specific connections. | The connector consists of a ISO 80369-6 compliant connection and may be composed of plastic. | The neuraxial connector is attached to a small bore connector intended to be used for neuraxial applications and intended to facilitate in administration of medication or act as a transitional piece to be used with administration sets with a non ISO 80369-6 compliant connection. | The neuraxial space | N | N | Eligible
HO | HO | PWM | Admission Kit (Patient Utensil) | 1 |  | N | N |  | 880.673 | 7 | This product code has been established in accordance with the May 20, 1997, guidance entitled, convenience kits interim regulatory guidance, found at http://www.fda.gov/downloads/MedicalDevices/DeviceRegulationandGuidance/GuidanceDocuments/ucm080217.pdf. This type of convenience kit, as listed in the guidance above, is under enforcement discretion, and does not require a premarket notification (510(k)) to market if it meets all criteria in the guidance. | This product code has been established in accordance with the May 20, 1997, guidance entitled, convenience kits interim regulatory guidance, found at http://www.fda.gov/downloads/MedicalDevices/DeviceRegulationandGuidance/GuidanceDocuments/ucm080217.pdf. This type of convenience kit, as listed in the guidance above, is under enforcement discretion, and does not require a premarket notification (510(k)) to market if it meets all criteria in the guidance. | This product code has been established in accordance with the May 20, 1997, guidance entitled, convenience kits interim regulatory guidance, found at http://www.fda.gov/downloads/MedicalDevices/DeviceRegulationandGuidance/GuidanceDocuments/ucm080217.pdf. This type of convenience kit, as listed in the guidance above, is under enforcement discretion, and does not require a premarket notification (510(k)) to market if it meets all criteria in the guidance. | This product code has been established in accordance with the May 20, 1997, guidance entitled, convenience kits interim regulatory guidance, found at http://www.fda.gov/downloads/MedicalDevices/DeviceRegulationandGuidance/GuidanceDocuments/ucm080217.pdf. This type of convenience kit, as listed in the guidance above, is under enforcement discretion, and does not require a premarket notification (510(k)) to market if it meets all criteria in the guidance. | N | N | Eligible
HO | HO | PWN | Baby Care Kit | 2 |  | N | N |  | 880.57 | 7 | This product code has been established in accordance with the May 20, 1997, guidance entitled, convenience kits interim regulatory guidance, found at http://www.fda.gov/downloads/MedicalDevices/DeviceRegulationandGuidance/GuidanceDocuments/ucm080217.pdf. This type of convenience kit, as listed in the guidance above, is under enforcement discretion, and does not require a premarket notification (510(k)) to market if it meets all criteria in the guidance. | This product code has been established in accordance with the May 20, 1997, guidance entitled, convenience kits interim regulatory guidance, found at http://www.fda.gov/downloads/MedicalDevices/DeviceRegulationandGuidance/GuidanceDocuments/ucm080217.pdf. This type of convenience kit, as listed in the guidance above, is under enforcement discretion, and does not require a premarket notification (510(k)) to market if it meets all criteria in the guidance. | This product code has been established in accordance with the May 20, 1997, guidance entitled, convenience kits interim regulatory guidance, found at http://www.fda.gov/downloads/MedicalDevices/DeviceRegulationandGuidance/GuidanceDocuments/ucm080217.pdf. This type of convenience kit, as listed in the guidance above, is under enforcement discretion, and does not require a premarket notification (510(k)) to market if it meets all criteria in the guidance. | This product code has been established in accordance with the May 20, 1997, guidance entitled, convenience kits interim regulatory guidance, found at http://www.fda.gov/downloads/MedicalDevices/DeviceRegulationandGuidance/GuidanceDocuments/ucm080217.pdf. This type of convenience kit, as listed in the guidance above, is under enforcement discretion, and does not require a premarket notification (510(k)) to market if it meets all criteria in the guidance. | N | N | Eligible
HO | HO | PWO | Blood Administration Kit | 2 |  | N | N |  | 880.544 | 7 | This product code has been established in accordance with the May 20, 1997, guidance entitled, convenience kits interim regulatory guidance, found at http://www.fda.gov/downloads/MedicalDevices/DeviceRegulationandGuidance/GuidanceDocuments/ucm080217.pdf. This type of convenience kit, as listed in the guidance above, is under enforcement discretion, and does not require a premarket notification (510(k)) to market if it meets all criteria in the guidance. | This product code has been established in accordance with the May 20, 1997, guidance entitled, convenience kits interim regulatory guidance, found at http://www.fda.gov/downloads/MedicalDevices/DeviceRegulationandGuidance/GuidanceDocuments/ucm080217.pdf. This type of convenience kit, as listed in the guidance above, is under enforcement discretion, and does not require a premarket notification (510(k)) to market if it meets all criteria in the guidance. | This product code has been established in accordance with the May 20, 1997, guidance entitled, convenience kits interim regulatory guidance, found at http://www.fda.gov/downloads/MedicalDevices/DeviceRegulationandGuidance/GuidanceDocuments/ucm080217.pdf. This type of convenience kit, as listed in the guidance above, is under enforcement discretion, and does not require a premarket notification (510(k)) to market if it meets all criteria in the guidance. | This product code has been established in accordance with the May 20, 1997, guidance entitled, convenience kits interim regulatory guidance, found at http://www.fda.gov/downloads/MedicalDevices/DeviceRegulationandGuidance/GuidanceDocuments/ucm080217.pdf. This type of convenience kit, as listed in the guidance above, is under enforcement discretion, and does not require a premarket notification (510(k)) to market if it meets all criteria in the guidance. | N | N | Eligible
HO | HO | PWP | Blood Borne Pathogen Response Kit | 1 |  | N | N |  | 880.625 | 7 | This product code has been established in accordance with the May 20, 1997, guidance entitled, convenience kits interim regulatory guidance, found at http://www.fda.gov/downloads/MedicalDevices/DeviceRegulationandGuidance/GuidanceDocuments/ucm080217.pdf. This type of convenience kit, as listed in the guidance above, is under enforcement discretion, and does not require a premarket notification (510(k)) to market if it meets all criteria in the guidance. | This product code has been established in accordance with the May 20, 1997, guidance entitled, convenience kits interim regulatory guidance, found at http://www.fda.gov/downloads/MedicalDevices/DeviceRegulationandGuidance/GuidanceDocuments/ucm080217.pdf. This type of convenience kit, as listed in the guidance above, is under enforcement discretion, and does not require a premarket notification (510(k)) to market if it meets all criteria in the guidance. | This product code has been established in accordance with the May 20, 1997, guidance entitled, convenience kits interim regulatory guidance, found at http://www.fda.gov/downloads/MedicalDevices/DeviceRegulationandGuidance/GuidanceDocuments/ucm080217.pdf. This type of convenience kit, as listed in the guidance above, is under enforcement discretion, and does not require a premarket notification (510(k)) to market if it meets all criteria in the guidance. | This product code has been established in accordance with the May 20, 1997, guidance entitled, convenience kits interim regulatory guidance, found at http://www.fda.gov/downloads/MedicalDevices/DeviceRegulationandGuidance/GuidanceDocuments/ucm080217.pdf. This type of convenience kit, as listed in the guidance above, is under enforcement discretion, and does not require a premarket notification (510(k)) to market if it meets all criteria in the guidance. | N | N | Eligible
HO | HO | PWQ | Buret Administration Intravenous Kit | 2 |  | N | N |  | 880.544 | 7 | This product code has been established in accordance with the May 20, 1997, guidance entitled, convenience kits interim regulatory guidance, found at http://www.fda.gov/downloads/MedicalDevices/DeviceRegulationandGuidance/GuidanceDocuments/ucm080217.pdf. This type of convenience kit, as listed in the guidance above, is under enforcement discretion, and does not require a premarket notification (510(k)) to market if it meets all criteria in the guidance. | This product code has been established in accordance with the May 20, 1997, guidance entitled, convenience kits interim regulatory guidance, found at http://www.fda.gov/downloads/MedicalDevices/DeviceRegulationandGuidance/GuidanceDocuments/ucm080217.pdf. This type of convenience kit, as listed in the guidance above, is under enforcement discretion, and does not require a premarket notification (510(k)) to market if it meets all criteria in the guidance. | This product code has been established in accordance with the May 20, 1997, guidance entitled, convenience kits interim regulatory guidance, found at http://www.fda.gov/downloads/MedicalDevices/DeviceRegulationandGuidance/GuidanceDocuments/ucm080217.pdf. This type of convenience kit, as listed in the guidance above, is under enforcement discretion, and does not require a premarket notification (510(k)) to market if it meets all criteria in the guidance. | This product code has been established in accordance with the May 20, 1997, guidance entitled, convenience kits interim regulatory guidance, found at http://www.fda.gov/downloads/MedicalDevices/DeviceRegulationandGuidance/GuidanceDocuments/ucm080217.pdf. This type of convenience kit, as listed in the guidance above, is under enforcement discretion, and does not require a premarket notification (510(k)) to market if it meets all criteria in the guidance. | N | N | Eligible
HO | HO | PWR | Catheter Repair Kit | 2 |  | N | N |  | 880.597 | 7 | This product code has been established in accordance with the May 20, 1997, guidance entitled, convenience kits interim regulatory guidance, found at http://www.fda.gov/downloads/MedicalDevices/DeviceRegulationandGuidance/GuidanceDocuments/ucm080217.pdf. This type of convenience kit, as listed in the guidance above, is under enforcement discretion, and does not require a premarket notification (510(k)) to market if it meets all criteria in the guidance. | This product code has been established in accordance with the May 20, 1997, guidance entitled, convenience kits interim regulatory guidance, found at http://www.fda.gov/downloads/MedicalDevices/DeviceRegulationandGuidance/GuidanceDocuments/ucm080217.pdf. This type of convenience kit, as listed in the guidance above, is under enforcement discretion, and does not require a premarket notification (510(k)) to market if it meets all criteria in the guidance. | This product code has been established in accordance with the May 20, 1997, guidance entitled, convenience kits interim regulatory guidance, found at http://www.fda.gov/downloads/MedicalDevices/DeviceRegulationandGuidance/GuidanceDocuments/ucm080217.pdf. This type of convenience kit, as listed in the guidance above, is under enforcement discretion, and does not require a premarket notification (510(k)) to market if it meets all criteria in the guidance. | This product code has been established in accordance with the May 20, 1997, guidance entitled, convenience kits interim regulatory guidance, found at http://www.fda.gov/downloads/MedicalDevices/DeviceRegulationandGuidance/GuidanceDocuments/ucm080217.pdf. This type of convenience kit, as listed in the guidance above, is under enforcement discretion, and does not require a premarket notification (510(k)) to market if it meets all criteria in the guidance. | N | N | Eligible
HO | HO | PWS | Chemotherapy Administration Kit | 1 |  | N | N |  | 880.625 | 7 | This product code has been established in accordance with the May 20, 1997, guidance entitled, convenience kits interim regulatory guidance, found at http://www.fda.gov/downloads/MedicalDevices/DeviceRegulationandGuidance/GuidanceDocuments/ucm080217.pdf. This type of convenience kit, as listed in the guidance above, is under enforcement discretion, and does not require a premarket notification (510(k)) to market if it meets all criteria in the guidance. | This product code has been established in accordance with the May 20, 1997, guidance entitled, convenience kits interim regulatory guidance, found at http://www.fda.gov/downloads/MedicalDevices/DeviceRegulationandGuidance/GuidanceDocuments/ucm080217.pdf. This type of convenience kit, as listed in the guidance above, is under enforcement discretion, and does not require a premarket notification (510(k)) to market if it meets all criteria in the guidance. | This product code has been established in accordance with the May 20, 1997, guidance entitled, convenience kits interim regulatory guidance, found at http://www.fda.gov/downloads/MedicalDevices/DeviceRegulationandGuidance/GuidanceDocuments/ucm080217.pdf. This type of convenience kit, as listed in the guidance above, is under enforcement discretion, and does not require a premarket notification (510(k)) to market if it meets all criteria in the guidance. | This product code has been established in accordance with the May 20, 1997, guidance entitled, convenience kits interim regulatory guidance, found at http://www.fda.gov/downloads/MedicalDevices/DeviceRegulationandGuidance/GuidanceDocuments/ucm080217.pdf. This type of convenience kit, as listed in the guidance above, is under enforcement discretion, and does not require a premarket notification (510(k)) to market if it meets all criteria in the guidance. | N | N | Ineligible
HO | HO | PWT | Chemotherapy Spill Clean-Up Kit | 1 |  | N | N |  | 880.625 | 7 | This product code has been established in accordance with the May 20, 1997, guidance entitled, convenience kits interim regulatory guidance, found at http://www.fda.gov/downloads/MedicalDevices/DeviceRegulationandGuidance/GuidanceDocuments/ucm080217.pdf. This type of convenience kit, as listed in the guidance above, is under enforcement discretion, and does not require a premarket notification (510(k)) to market if it meets all criteria in the guidance. | This product code has been established in accordance with the May 20, 1997, guidance entitled, convenience kits interim regulatory guidance, found at http://www.fda.gov/downloads/MedicalDevices/DeviceRegulationandGuidance/GuidanceDocuments/ucm080217.pdf. This type of convenience kit, as listed in the guidance above, is under enforcement discretion, and does not require a premarket notification (510(k)) to market if it meets all criteria in the guidance. | This product code has been established in accordance with the May 20, 1997, guidance entitled, convenience kits interim regulatory guidance, found at http://www.fda.gov/downloads/MedicalDevices/DeviceRegulationandGuidance/GuidanceDocuments/ucm080217.pdf. This type of convenience kit, as listed in the guidance above, is under enforcement discretion, and does not require a premarket notification (510(k)) to market if it meets all criteria in the guidance. | This product code has been established in accordance with the May 20, 1997, guidance entitled, convenience kits interim regulatory guidance, found at http://www.fda.gov/downloads/MedicalDevices/DeviceRegulationandGuidance/GuidanceDocuments/ucm080217.pdf. This type of convenience kit, as listed in the guidance above, is under enforcement discretion, and does not require a premarket notification (510(k)) to market if it meets all criteria in the guidance. | N | N | Eligible
HO | HO | PWU | Clean-Up Kit | 1 |  | N | N |  | 880.689 | 7 | This product code has been established in accordance with the May 20, 1997, guidance entitled, convenience kits interim regulatory guidance, found at http://www.fda.gov/downloads/MedicalDevices/DeviceRegulationandGuidance/GuidanceDocuments/ucm080217.pdf. This type of convenience kit, as listed in the guidance above, is under enforcement discretion, and does not require a premarket notification (510(k)) to market if it meets all criteria in the guidance. | This product code has been established in accordance with the May 20, 1997, guidance entitled, convenience kits interim regulatory guidance, found at http://www.fda.gov/downloads/MedicalDevices/DeviceRegulationandGuidance/GuidanceDocuments/ucm080217.pdf. This type of convenience kit, as listed in the guidance above, is under enforcement discretion, and does not require a premarket notification (510(k)) to market if it meets all criteria in the guidance. | This product code has been established in accordance with the May 20, 1997, guidance entitled, convenience kits interim regulatory guidance, found at http://www.fda.gov/downloads/MedicalDevices/DeviceRegulationandGuidance/GuidanceDocuments/ucm080217.pdf. This type of convenience kit, as listed in the guidance above, is under enforcement discretion, and does not require a premarket notification (510(k)) to market if it meets all criteria in the guidance. | This product code has been established in accordance with the May 20, 1997, guidance entitled, convenience kits interim regulatory guidance, found at http://www.fda.gov/downloads/MedicalDevices/DeviceRegulationandGuidance/GuidanceDocuments/ucm080217.pdf. This type of convenience kit, as listed in the guidance above, is under enforcement discretion, and does not require a premarket notification (510(k)) to market if it meets all criteria in the guidance. | N | N | Eligible
HO | HO | PWV | Delivery Room Apparel Kit | 1 |  | N | N |  | 880.625 | 7 | This product code has been established in accordance with the May 20, 1997, guidance entitled, convenience kits interim regulatory guidance, found at http://www.fda.gov/downloads/MedicalDevices/DeviceRegulationandGuidance/GuidanceDocuments/ucm080217.pdf. This type of convenience kit, as listed in the guidance above, is under enforcement discretion, and does not require a premarket notification (510(k)) to market if it meets all criteria in the guidance. | This product code has been established in accordance with the May 20, 1997, guidance entitled, convenience kits interim regulatory guidance, found at http://www.fda.gov/downloads/MedicalDevices/DeviceRegulationandGuidance/GuidanceDocuments/ucm080217.pdf. This type of convenience kit, as listed in the guidance above, is under enforcement discretion, and does not require a premarket notification (510(k)) to market if it meets all criteria in the guidance. | This product code has been established in accordance with the May 20, 1997, guidance entitled, convenience kits interim regulatory guidance, found at http://www.fda.gov/downloads/MedicalDevices/DeviceRegulationandGuidance/GuidanceDocuments/ucm080217.pdf. This type of convenience kit, as listed in the guidance above, is under enforcement discretion, and does not require a premarket notification (510(k)) to market if it meets all criteria in the guidance. | This product code has been established in accordance with the May 20, 1997, guidance entitled, convenience kits interim regulatory guidance, found at http://www.fda.gov/downloads/MedicalDevices/DeviceRegulationandGuidance/GuidanceDocuments/ucm080217.pdf. This type of convenience kit, as listed in the guidance above, is under enforcement discretion, and does not require a premarket notification (510(k)) to market if it meets all criteria in the guidance. | N | N | Eligible
HO | HO | PWW | Fever Monitoring Kit | 2 |  | N | N |  | 880.291 | 7 | This product code has been established in accordance with the May 20, 1997, guidance entitled, convenience kits interim regulatory guidance, found at http://www.fda.gov/downloads/MedicalDevices/DeviceRegulationandGuidance/GuidanceDocuments/ucm080217.pdf. This type of convenience kit, as listed in the guidance above, is under enforcement discretion, and does not require a premarket notification (510(k)) to market if it meets all criteria in the guidance. | This product code has been established in accordance with the May 20, 1997, guidance entitled, convenience kits interim regulatory guidance, found at http://www.fda.gov/downloads/MedicalDevices/DeviceRegulationandGuidance/GuidanceDocuments/ucm080217.pdf. This type of convenience kit, as listed in the guidance above, is under enforcement discretion, and does not require a premarket notification (510(k)) to market if it meets all criteria in the guidance. | This product code has been established in accordance with the May 20, 1997, guidance entitled, convenience kits interim regulatory guidance, found at http://www.fda.gov/downloads/MedicalDevices/DeviceRegulationandGuidance/GuidanceDocuments/ucm080217.pdf. This type of convenience kit, as listed in the guidance above, is under enforcement discretion, and does not require a premarket notification (510(k)) to market if it meets all criteria in the guidance. | This product code has been established in accordance with the May 20, 1997, guidance entitled, convenience kits interim regulatory guidance, found at http://www.fda.gov/downloads/MedicalDevices/DeviceRegulationandGuidance/GuidanceDocuments/ucm080217.pdf. This type of convenience kit, as listed in the guidance above, is under enforcement discretion, and does not require a premarket notification (510(k)) to market if it meets all criteria in the guidance. | N | N | Eligible
HO | HO | PWX | Insect Sting Emergency Kit | 1 |  | N | N |  | 880.574 | 7 | This product code has been established in accordance with the May 20, 1997, guidance entitled, convenience kits interim regulatory guidance, found at http://www.fda.gov/downloads/MedicalDevices/DeviceRegulationandGuidance/GuidanceDocuments/ucm080217.pdf. This type of convenience kit, as listed in the guidance above, is under enforcement discretion, and does not require a premarket notification (510(k)) to market if it meets all criteria in the guidance. | This product code has been established in accordance with the May 20, 1997, guidance entitled, convenience kits interim regulatory guidance, found at http://www.fda.gov/downloads/MedicalDevices/DeviceRegulationandGuidance/GuidanceDocuments/ucm080217.pdf. This type of convenience kit, as listed in the guidance above, is under enforcement discretion, and does not require a premarket notification (510(k)) to market if it meets all criteria in the guidance. | This product code has been established in accordance with the May 20, 1997, guidance entitled, convenience kits interim regulatory guidance, found at http://www.fda.gov/downloads/MedicalDevices/DeviceRegulationandGuidance/GuidanceDocuments/ucm080217.pdf. This type of convenience kit, as listed in the guidance above, is under enforcement discretion, and does not require a premarket notification (510(k)) to market if it meets all criteria in the guidance. | This product code has been established in accordance with the May 20, 1997, guidance entitled, convenience kits interim regulatory guidance, found at http://www.fda.gov/downloads/MedicalDevices/DeviceRegulationandGuidance/GuidanceDocuments/ucm080217.pdf. This type of convenience kit, as listed in the guidance above, is under enforcement discretion, and does not require a premarket notification (510(k)) to market if it meets all criteria in the guidance. | N | N | Eligible
HO | HO | PWY | Lumbar Puncture Tray (Adult & Pediatric) | 2 |  | N | N |  | 880.557 | 7 | This product code has been established in accordance with the May 20, 1997, guidance entitled, convenience kits interim regulatory guidance, found at http://www.fda.gov/downloads/MedicalDevices/DeviceRegulationandGuidance/GuidanceDocuments/ucm080217.pdf. This type of convenience kit, as listed in the guidance above, is under enforcement discretion, and does not require a premarket notification (510(k)) to market if it meets all criteria in the guidance. | This product code has been established in accordance with the May 20, 1997, guidance entitled, convenience kits interim regulatory guidance, found at http://www.fda.gov/downloads/MedicalDevices/DeviceRegulationandGuidance/GuidanceDocuments/ucm080217.pdf. This type of convenience kit, as listed in the guidance above, is under enforcement discretion, and does not require a premarket notification (510(k)) to market if it meets all criteria in the guidance. | This product code has been established in accordance with the May 20, 1997, guidance entitled, convenience kits interim regulatory guidance, found at http://www.fda.gov/downloads/MedicalDevices/DeviceRegulationandGuidance/GuidanceDocuments/ucm080217.pdf. This type of convenience kit, as listed in the guidance above, is under enforcement discretion, and does not require a premarket notification (510(k)) to market if it meets all criteria in the guidance. | This product code has been established in accordance with the May 20, 1997, guidance entitled, convenience kits interim regulatory guidance, found at http://www.fda.gov/downloads/MedicalDevices/DeviceRegulationandGuidance/GuidanceDocuments/ucm080217.pdf. This type of convenience kit, as listed in the guidance above, is under enforcement discretion, and does not require a premarket notification (510(k)) to market if it meets all criteria in the guidance. | N | N | Eligible
HO | HO | PWZ | Mid-Stream Collection Kit | 1 |  | N | N |  | 880.673 | 7 | This product code has been established in accordance with the May 20, 1997, guidance entitled, convenience kits interim regulatory guidance, found at http://www.fda.gov/downloads/MedicalDevices/DeviceRegulationandGuidance/GuidanceDocuments/ucm080217.pdf. This type of convenience kit, as listed in the guidance above, is under enforcement discretion, and does not require a premarket notification (510(k)) to market if it meets all criteria in the guidance. | This product code has been established in accordance with the May 20, 1997, guidance entitled, convenience kits interim regulatory guidance, found at http://www.fda.gov/downloads/MedicalDevices/DeviceRegulationandGuidance/GuidanceDocuments/ucm080217.pdf. This type of convenience kit, as listed in the guidance above, is under enforcement discretion, and does not require a premarket notification (510(k)) to market if it meets all criteria in the guidance. | This product code has been established in accordance with the May 20, 1997, guidance entitled, convenience kits interim regulatory guidance, found at http://www.fda.gov/downloads/MedicalDevices/DeviceRegulationandGuidance/GuidanceDocuments/ucm080217.pdf. This type of convenience kit, as listed in the guidance above, is under enforcement discretion, and does not require a premarket notification (510(k)) to market if it meets all criteria in the guidance. | This product code has been established in accordance with the May 20, 1997, guidance entitled, convenience kits interim regulatory guidance, found at http://www.fda.gov/downloads/MedicalDevices/DeviceRegulationandGuidance/GuidanceDocuments/ucm080217.pdf. This type of convenience kit, as listed in the guidance above, is under enforcement discretion, and does not require a premarket notification (510(k)) to market if it meets all criteria in the guidance. | N | N | Eligible
HO | HO | PXA | Oral Administration Set | 1 |  | N | N |  | 880.643 | 7 | This product code has been established in accordance with the May 20, 1997, guidance entitled, convenience kits interim regulatory guidance, found at http://www.fda.gov/downloads/MedicalDevices/DeviceRegulationandGuidance/GuidanceDocuments/ucm080217.pdf. This type of convenience kit, as listed in the guidance above, is under enforcement discretion, and does not require a premarket notification (510(k)) to market if it meets all criteria in the guidance. | This product code has been established in accordance with the May 20, 1997, guidance entitled, convenience kits interim regulatory guidance, found at http://www.fda.gov/downloads/MedicalDevices/DeviceRegulationandGuidance/GuidanceDocuments/ucm080217.pdf. This type of convenience kit, as listed in the guidance above, is under enforcement discretion, and does not require a premarket notification (510(k)) to market if it meets all criteria in the guidance. | This product code has been established in accordance with the May 20, 1997, guidance entitled, convenience kits interim regulatory guidance, found at http://www.fda.gov/downloads/MedicalDevices/DeviceRegulationandGuidance/GuidanceDocuments/ucm080217.pdf. This type of convenience kit, as listed in the guidance above, is under enforcement discretion, and does not require a premarket notification (510(k)) to market if it meets all criteria in the guidance. | This product code has been established in accordance with the May 20, 1997, guidance entitled, convenience kits interim regulatory guidance, found at http://www.fda.gov/downloads/MedicalDevices/DeviceRegulationandGuidance/GuidanceDocuments/ucm080217.pdf. This type of convenience kit, as listed in the guidance above, is under enforcement discretion, and does not require a premarket notification (510(k)) to market if it meets all criteria in the guidance. | N | N | Eligible
HO | HO | PXB | Percutaneous Introducer Kit | 2 |  | N | N |  | 880.557 | 7 | This product code has been established in accordance with the May 20, 1997, guidance entitled, convenience kits interim regulatory guidance, found at http://www.fda.gov/downloads/MedicalDevices/DeviceRegulationandGuidance/GuidanceDocuments/ucm080217.pdf. This type of convenience kit, as listed in the guidance above, is under enforcement discretion, and does not require a premarket notification (510(k)) to market if it meets all criteria in the guidance. | This product code has been established in accordance with the May 20, 1997, guidance entitled, convenience kits interim regulatory guidance, found at http://www.fda.gov/downloads/MedicalDevices/DeviceRegulationandGuidance/GuidanceDocuments/ucm080217.pdf. This type of convenience kit, as listed in the guidance above, is under enforcement discretion, and does not require a premarket notification (510(k)) to market if it meets all criteria in the guidance. | This product code has been established in accordance with the May 20, 1997, guidance entitled, convenience kits interim regulatory guidance, found at http://www.fda.gov/downloads/MedicalDevices/DeviceRegulationandGuidance/GuidanceDocuments/ucm080217.pdf. This type of convenience kit, as listed in the guidance above, is under enforcement discretion, and does not require a premarket notification (510(k)) to market if it meets all criteria in the guidance. | This product code has been established in accordance with the May 20, 1997, guidance entitled, convenience kits interim regulatory guidance, found at http://www.fda.gov/downloads/MedicalDevices/DeviceRegulationandGuidance/GuidanceDocuments/ucm080217.pdf. This type of convenience kit, as listed in the guidance above, is under enforcement discretion, and does not require a premarket notification (510(k)) to market if it meets all criteria in the guidance. | N | N | Eligible
HO | HO | PXC | Personal Protection Kit | 1 |  | N | N |  | 880.625 | 7 | This product code has been established in accordance with the May 20, 1997, guidance entitled, convenience kits interim regulatory guidance, found at http://www.fda.gov/downloads/MedicalDevices/DeviceRegulationandGuidance/GuidanceDocuments/ucm080217.pdf. This type of convenience kit, as listed in the guidance above, is under enforcement discretion, and does not require a premarket notification (510(k)) to market if it meets all criteria in the guidance. | This product code has been established in accordance with the May 20, 1997, guidance entitled, convenience kits interim regulatory guidance, found at http://www.fda.gov/downloads/MedicalDevices/DeviceRegulationandGuidance/GuidanceDocuments/ucm080217.pdf. This type of convenience kit, as listed in the guidance above, is under enforcement discretion, and does not require a premarket notification (510(k)) to market if it meets all criteria in the guidance. | This product code has been established in accordance with the May 20, 1997, guidance entitled, convenience kits interim regulatory guidance, found at http://www.fda.gov/downloads/MedicalDevices/DeviceRegulationandGuidance/GuidanceDocuments/ucm080217.pdf. This type of convenience kit, as listed in the guidance above, is under enforcement discretion, and does not require a premarket notification (510(k)) to market if it meets all criteria in the guidance. | This product code has been established in accordance with the May 20, 1997, guidance entitled, convenience kits interim regulatory guidance, found at http://www.fda.gov/downloads/MedicalDevices/DeviceRegulationandGuidance/GuidanceDocuments/ucm080217.pdf. This type of convenience kit, as listed in the guidance above, is under enforcement discretion, and does not require a premarket notification (510(k)) to market if it meets all criteria in the guidance. | N | N | Eligible
HO | HO | PXD | Prep Kit | 1 |  | N | N |  | 880.625 | 7 | This product code has been established in accordance with the May 20, 1997, guidance entitled, convenience kits interim regulatory guidance, found at http://www.fda.gov/downloads/MedicalDevices/DeviceRegulationandGuidance/GuidanceDocuments/ucm080217.pdf. This type of convenience kit, as listed in the guidance above, is under enforcement discretion, and does not require a premarket notification (510(k)) to market if it meets all criteria in the guidance. | This product code has been established in accordance with the May 20, 1997, guidance entitled, convenience kits interim regulatory guidance, found at http://www.fda.gov/downloads/MedicalDevices/DeviceRegulationandGuidance/GuidanceDocuments/ucm080217.pdf. This type of convenience kit, as listed in the guidance above, is under enforcement discretion, and does not require a premarket notification (510(k)) to market if it meets all criteria in the guidance. | This product code has been established in accordance with the May 20, 1997, guidance entitled, convenience kits interim regulatory guidance, found at http://www.fda.gov/downloads/MedicalDevices/DeviceRegulationandGuidance/GuidanceDocuments/ucm080217.pdf. This type of convenience kit, as listed in the guidance above, is under enforcement discretion, and does not require a premarket notification (510(k)) to market if it meets all criteria in the guidance. | This product code has been established in accordance with the May 20, 1997, guidance entitled, convenience kits interim regulatory guidance, found at http://www.fda.gov/downloads/MedicalDevices/DeviceRegulationandGuidance/GuidanceDocuments/ucm080217.pdf. This type of convenience kit, as listed in the guidance above, is under enforcement discretion, and does not require a premarket notification (510(k)) to market if it meets all criteria in the guidance. | N | N | Eligible
HO | HO | PXF | Sitz Bath Kit | 1 |  | N | N |  | 880.673 | 7 | This product code has been established in accordance with the May 20, 1997, guidance entitled, convenience kits interim regulatory guidance, found at http://www.fda.gov/downloads/MedicalDevices/DeviceRegulationandGuidance/GuidanceDocuments/ucm080217.pdf. This type of convenience kit, as listed in the guidance above, is under enforcement discretion, and does not require a premarket notification (510(k)) to market if it meets all criteria in the guidance. | This product code has been established in accordance with the May 20, 1997, guidance entitled, convenience kits interim regulatory guidance, found at http://www.fda.gov/downloads/MedicalDevices/DeviceRegulationandGuidance/GuidanceDocuments/ucm080217.pdf. This type of convenience kit, as listed in the guidance above, is under enforcement discretion, and does not require a premarket notification (510(k)) to market if it meets all criteria in the guidance. | This product code has been established in accordance with the May 20, 1997, guidance entitled, convenience kits interim regulatory guidance, found at http://www.fda.gov/downloads/MedicalDevices/DeviceRegulationandGuidance/GuidanceDocuments/ucm080217.pdf. This type of convenience kit, as listed in the guidance above, is under enforcement discretion, and does not require a premarket notification (510(k)) to market if it meets all criteria in the guidance. | This product code has been established in accordance with the May 20, 1997, guidance entitled, convenience kits interim regulatory guidance, found at http://www.fda.gov/downloads/MedicalDevices/DeviceRegulationandGuidance/GuidanceDocuments/ucm080217.pdf. This type of convenience kit, as listed in the guidance above, is under enforcement discretion, and does not require a premarket notification (510(k)) to market if it meets all criteria in the guidance. | N | N | Eligible
HO | HO | PXG | Spill Kit | 1 |  | N | N |  | 880.689 | 7 | This product code has been established in accordance with the May 20, 1997, guidance entitled, convenience kits interim regulatory guidance, found at http://www.fda.gov/downloads/MedicalDevices/DeviceRegulationandGuidance/GuidanceDocuments/ucm080217.pdf. This type of convenience kit, as listed in the guidance above, is under enforcement discretion, and does not require a premarket notification (510(k)) to market if it meets all criteria in the guidance. | This product code has been established in accordance with the May 20, 1997, guidance entitled, convenience kits interim regulatory guidance, found at http://www.fda.gov/downloads/MedicalDevices/DeviceRegulationandGuidance/GuidanceDocuments/ucm080217.pdf. This type of convenience kit, as listed in the guidance above, is under enforcement discretion, and does not require a premarket notification (510(k)) to market if it meets all criteria in the guidance. | This product code has been established in accordance with the May 20, 1997, guidance entitled, convenience kits interim regulatory guidance, found at http://www.fda.gov/downloads/MedicalDevices/DeviceRegulationandGuidance/GuidanceDocuments/ucm080217.pdf. This type of convenience kit, as listed in the guidance above, is under enforcement discretion, and does not require a premarket notification (510(k)) to market if it meets all criteria in the guidance. | This product code has been established in accordance with the May 20, 1997, guidance entitled, convenience kits interim regulatory guidance, found at http://www.fda.gov/downloads/MedicalDevices/DeviceRegulationandGuidance/GuidanceDocuments/ucm080217.pdf. This type of convenience kit, as listed in the guidance above, is under enforcement discretion, and does not require a premarket notification (510(k)) to market if it meets all criteria in the guidance. | N | N | Eligible
HO | HO | PXH | Thermometer Kit | 2 |  | N | N |  | 880.291 | 7 | This product code has been established in accordance with the May 20, 1997, guidance entitled, convenience kits interim regulatory guidance, found at http://www.fda.gov/downloads/MedicalDevices/DeviceRegulationandGuidance/GuidanceDocuments/ucm080217.pdf. This type of convenience kit, as listed in the guidance above, is under enforcement discretion, and does not require a premarket notification (510(k)) to market if it meets all criteria in the guidance. | This product code has been established in accordance with the May 20, 1997, guidance entitled, convenience kits interim regulatory guidance, found at http://www.fda.gov/downloads/MedicalDevices/DeviceRegulationandGuidance/GuidanceDocuments/ucm080217.pdf. This type of convenience kit, as listed in the guidance above, is under enforcement discretion, and does not require a premarket notification (510(k)) to market if it meets all criteria in the guidance. | This product code has been established in accordance with the May 20, 1997, guidance entitled, convenience kits interim regulatory guidance, found at http://www.fda.gov/downloads/MedicalDevices/DeviceRegulationandGuidance/GuidanceDocuments/ucm080217.pdf. This type of convenience kit, as listed in the guidance above, is under enforcement discretion, and does not require a premarket notification (510(k)) to market if it meets all criteria in the guidance. | This product code has been established in accordance with the May 20, 1997, guidance entitled, convenience kits interim regulatory guidance, found at http://www.fda.gov/downloads/MedicalDevices/DeviceRegulationandGuidance/GuidanceDocuments/ucm080217.pdf. This type of convenience kit, as listed in the guidance above, is under enforcement discretion, and does not require a premarket notification (510(k)) to market if it meets all criteria in the guidance. | N | N | Eligible
HO | HO | PXI | Thoracentesis Tray | 2 |  | N | N |  | 880.557 | 7 | This product code has been established in accordance with the May 20, 1997, guidance entitled, convenience kits interim regulatory guidance, found at http://www.fda.gov/downloads/MedicalDevices/DeviceRegulationandGuidance/GuidanceDocuments/ucm080217.pdf. This type of convenience kit, as listed in the guidance above, is under enforcement discretion, and does not require a premarket notification (510(k)) to market if it meets all criteria in the guidance. | This product code has been established in accordance with the May 20, 1997, guidance entitled, convenience kits interim regulatory guidance, found at http://www.fda.gov/downloads/MedicalDevices/DeviceRegulationandGuidance/GuidanceDocuments/ucm080217.pdf. This type of convenience kit, as listed in the guidance above, is under enforcement discretion, and does not require a premarket notification (510(k)) to market if it meets all criteria in the guidance. | This product code has been established in accordance with the May 20, 1997, guidance entitled, convenience kits interim regulatory guidance, found at http://www.fda.gov/downloads/MedicalDevices/DeviceRegulationandGuidance/GuidanceDocuments/ucm080217.pdf. This type of convenience kit, as listed in the guidance above, is under enforcement discretion, and does not require a premarket notification (510(k)) to market if it meets all criteria in the guidance. | This product code has been established in accordance with the May 20, 1997, guidance entitled, convenience kits interim regulatory guidance, found at http://www.fda.gov/downloads/MedicalDevices/DeviceRegulationandGuidance/GuidanceDocuments/ucm080217.pdf. This type of convenience kit, as listed in the guidance above, is under enforcement discretion, and does not require a premarket notification (510(k)) to market if it meets all criteria in the guidance. | N | N | Eligible
HO | HO | PXJ | Umbilical Catheter Insertion Tray | 2 |  | N | N |  | 880.52 | 7 | This product code has been established in accordance with the May 20, 1997, guidance entitled, convenience kits interim regulatory guidance, found at http://www.fda.gov/downloads/MedicalDevices/DeviceRegulationandGuidance/GuidanceDocuments/ucm080217.pdf. This type of convenience kit, as listed in the guidance above, is under enforcement discretion, and does not require a premarket notification (510(k)) to market if it meets all criteria in the guidance. | This product code has been established in accordance with the May 20, 1997, guidance entitled, convenience kits interim regulatory guidance, found at http://www.fda.gov/downloads/MedicalDevices/DeviceRegulationandGuidance/GuidanceDocuments/ucm080217.pdf. This type of convenience kit, as listed in the guidance above, is under enforcement discretion, and does not require a premarket notification (510(k)) to market if it meets all criteria in the guidance. | This product code has been established in accordance with the May 20, 1997, guidance entitled, convenience kits interim regulatory guidance, found at http://www.fda.gov/downloads/MedicalDevices/DeviceRegulationandGuidance/GuidanceDocuments/ucm080217.pdf. This type of convenience kit, as listed in the guidance above, is under enforcement discretion, and does not require a premarket notification (510(k)) to market if it meets all criteria in the guidance. | This product code has been established in accordance with the May 20, 1997, guidance entitled, convenience kits interim regulatory guidance, found at http://www.fda.gov/downloads/MedicalDevices/DeviceRegulationandGuidance/GuidanceDocuments/ucm080217.pdf. This type of convenience kit, as listed in the guidance above, is under enforcement discretion, and does not require a premarket notification (510(k)) to market if it meets all criteria in the guidance. | N | N | Eligible
HO | HO | PXK | Vascular Access Port Kit | 2 |  | N | N |  | 880.5965 | 7 | This product code has been established in accordance with the May 20, 1997, guidance entitled, convenience kits interim regulatory guidance, found at http://www.fda.gov/downloads/MedicalDevices/DeviceRegulationandGuidance/GuidanceDocuments/ucm080217.pdf. This type of convenience kit, as listed in the guidance above, is under enforcement discretion, and does not require a premarket notification (510(k)) to market if it meets all criteria in the guidance. | This product code has been established in accordance with the May 20, 1997, guidance entitled, convenience kits interim regulatory guidance, found at http://www.fda.gov/downloads/MedicalDevices/DeviceRegulationandGuidance/GuidanceDocuments/ucm080217.pdf. This type of convenience kit, as listed in the guidance above, is under enforcement discretion, and does not require a premarket notification (510(k)) to market if it meets all criteria in the guidance. | This product code has been established in accordance with the May 20, 1997, guidance entitled, convenience kits interim regulatory guidance, found at http://www.fda.gov/downloads/MedicalDevices/DeviceRegulationandGuidance/GuidanceDocuments/ucm080217.pdf. This type of convenience kit, as listed in the guidance above, is under enforcement discretion, and does not require a premarket notification (510(k)) to market if it meets all criteria in the guidance. | This product code has been established in accordance with the May 20, 1997, guidance entitled, convenience kits interim regulatory guidance, found at http://www.fda.gov/downloads/MedicalDevices/DeviceRegulationandGuidance/GuidanceDocuments/ucm080217.pdf. This type of convenience kit, as listed in the guidance above, is under enforcement discretion, and does not require a premarket notification (510(k)) to market if it meets all criteria in the guidance. | N | N | Ineligible
HO | HO | PXL | Venipuncture Kit | 2 |  | N | N |  | 880.557 | 7 | This product code has been established in accordance with the May 20, 1997, guidance entitled, convenience kits interim regulatory guidance, found at http://www.fda.gov/downloads/MedicalDevices/DeviceRegulationandGuidance/GuidanceDocuments/ucm080217.pdf. This type of convenience kit, as listed in the guidance above, is under enforcement discretion, and does not require a premarket notification (510(k)) to market if it meets all criteria in the guidance. | This product code has been established in accordance with the May 20, 1997, guidance entitled, convenience kits interim regulatory guidance, found at http://www.fda.gov/downloads/MedicalDevices/DeviceRegulationandGuidance/GuidanceDocuments/ucm080217.pdf. This type of convenience kit, as listed in the guidance above, is under enforcement discretion, and does not require a premarket notification (510(k)) to market if it meets all criteria in the guidance. | This product code has been established in accordance with the May 20, 1997, guidance entitled, convenience kits interim regulatory guidance, found at http://www.fda.gov/downloads/MedicalDevices/DeviceRegulationandGuidance/GuidanceDocuments/ucm080217.pdf. This type of convenience kit, as listed in the guidance above, is under enforcement discretion, and does not require a premarket notification (510(k)) to market if it meets all criteria in the guidance. | This product code has been established in accordance with the May 20, 1997, guidance entitled, convenience kits interim regulatory guidance, found at http://www.fda.gov/downloads/MedicalDevices/DeviceRegulationandGuidance/GuidanceDocuments/ucm080217.pdf. This type of convenience kit, as listed in the guidance above, is under enforcement discretion, and does not require a premarket notification (510(k)) to market if it meets all criteria in the guidance. | N | N | Eligible
HO | HO | PXM | Vomitus Clean-Up Kit | 1 |  | N | N |  | 880.689 | 7 | This product code has been established in accordance with the May 20, 1997, guidance entitled, convenience kits interim regulatory guidance, found at http://www.fda.gov/downloads/MedicalDevices/DeviceRegulationandGuidance/GuidanceDocuments/ucm080217.pdf. This type of convenience kit, as listed in the guidance above, is under enforcement discretion, and does not require a premarket notification (510(k)) to market if it meets all criteria in the guidance. | This product code has been established in accordance with the May 20, 1997, guidance entitled, convenience kits interim regulatory guidance, found at http://www.fda.gov/downloads/MedicalDevices/DeviceRegulationandGuidance/GuidanceDocuments/ucm080217.pdf. This type of convenience kit, as listed in the guidance above, is under enforcement discretion, and does not require a premarket notification (510(k)) to market if it meets all criteria in the guidance. | This product code has been established in accordance with the May 20, 1997, guidance entitled, convenience kits interim regulatory guidance, found at http://www.fda.gov/downloads/MedicalDevices/DeviceRegulationandGuidance/GuidanceDocuments/ucm080217.pdf. This type of convenience kit, as listed in the guidance above, is under enforcement discretion, and does not require a premarket notification (510(k)) to market if it meets all criteria in the guidance. | This product code has been established in accordance with the May 20, 1997, guidance entitled, convenience kits interim regulatory guidance, found at http://www.fda.gov/downloads/MedicalDevices/DeviceRegulationandGuidance/GuidanceDocuments/ucm080217.pdf. This type of convenience kit, as listed in the guidance above, is under enforcement discretion, and does not require a premarket notification (510(k)) to market if it meets all criteria in the guidance. | N | N | Eligible
HO | HO | PYQ | Rfid Chip For Dental Appliance | 2 |  | N | N |  | 880.63 | 4 | The device is intended to enable access to secure patient identification and device information when used with complete dentures, partial dentures, and other removable oral appliances. | Solid state RFID transponder embedded in a resin | Uses RFID transponder and NFC to transmit information to a mobile device. | Embedded in removable oral appliances | N | N | Eligible
HO | HO | PYR | Neuraxial Administration Set - Intrathecal Delivery | 2 |  | N | N |  | 880.544 | 1 | Neuraxial Administration Sets used to deliver fluids to the intrathecal space. | Administration sets are made of polymers and connected to infusion pumps or medication containers such as syringes or flexible medication containers. | Administration sets are made of polymers, are connected to infusion pumps or medication containers (i.e. syringes, flexible medication containers), and are used to deliver fluids from the storage container or pump into the intrathecal space. These sets may include ANSI/AAMI/ISO 80369-6:2016 compliant neuraxial connectors. | intrathecal space | N | N | Eligible
HO | HO | PZW | Catheter Access Cover, Tamper-Resistant | 2 |  | N | N |  | 880.597 | 1 | A tamper resistant catheter access cover is intended to control unauthorized access to a central venous catheter | A tamper resistant catheter access cover is intended to control unauthorized access to a central venous catheter. The device is designed to fit over the tip of the exposed IV line and is locked to prevent access | A tamper resistant catheter access cover is intended to control unauthorized access to a central venous catheter. The device is designed to fit over the tip of the exposed IV line and is locked to prevent access | Hub or Luer access of an intravenous catheter | N | N | Ineligible
HO | HO | QBL | Piston Syringe Lever | 2 |  | N | Y |  | 880.586 | 1 | Controlled compression of a piston syringe | Syringe holder with proximal advancement mechanism which places pressure through means of a screw lever and manual proximal screw-down control wheel | Precision compression to proximal end of a syringe through means of a lever. | Urology | N | N | Ineligible
HO | HO | QBP | Cap, Device Disinfectant | 2 |  | N | N |  | 880.544 | 1 | Disinfect needleless access valves and may act as a physical barrier to contamination if not removed for a set period of time | A molded cap with a disinfectant pad to fit on a luer access device | Fits on a Luer Access Valve to disinfect the valve, then act as physical barrier to contamination | Intravascular | N | N | Ineligible
HO | HO | QDM | Midazolam Syringe | 2 |  | N | N |  | 880.586 | 1 | Intended for intramuscular injection of midazolam. | A piston syringe is a device intended for medical purposes that consists of a calibrated hollow barrel and a movable plunger. | A piston syringe is a device intended for medical purposes that consists of a calibrated hollow barrel and a movable plunger. At one end of the barrel there is a male connector (nozzle) for fitting the female connector (hub) of a hypodermic single lumen needle. | Intramuscular | N | N | Ineligible
HO | HO | QDO | Fentanyl And Other Opioid Protection Glove | 1 |  | N | N |  | 880.625 | 1 | A patient examination glove is a disposable device intended for medical purposes that is worn on the examiner's hand to prevent contamination between patient and examiner. Fentanyl and other opioid protection gloves are tested for use with chemotherapy drugs, Fentanyl Citrate, and possibly other opioids per ASTM D6978-05 (Reapproved 2013) Standard Practice for Assessment of Medical Gloves to Permeation by Chemotherapy Drugs. | Polymer examination medical glove | Device is worn on the hand | Skin of the hand | N | N | Ineligible
HO | HO | QEH | Piston Syringe With Neuraxial Connector � Epidural, Peripheral, And/Or Indirect Cerebral Spinal Fluid Contact | 2 |  | N | N |  | 880.586 | 1 | A neuraxial piston syringe is intended to inject or withdraw fluid from the neuraxial space with neuraxial specific connections. This product code may include epidural, peripheral, subarachnoid/spinal block, intrathecal and/or intracerebroventricular administration routes. The connector for neuraxial applications is intended to facilitate ANSI/AAMI/ISO 80369-6:2016 compliant neuraxial specific connections. | A piston syringe is a device intended for medical purposes that consists of a calibrated hollow barrel and a movable plunger. | A piston syringe is a device intended for medical purposes that consists of a calibrated hollow barrel and a movable plunger. The connector may be compliant with ANSI/AAMI/ISO 80369-6: 2016: �Small bore connectors for liquids and gases in healthcare applications � Part 6 Connectors for neuraxial applications� | Sites for the neuraxial application include the epidural, peripheral nerve, subarachnoid/spinal block, intrathecal and/or intracerebroventricular locations. | N | N | Ineligible
HO | HO | QJT | Rigid Sterilization Container With Software | 2 |  | N | N |  | 880.6855 | 1 | The rigid sterilization container with software is intended to be used to enclose another medical device that is to be sterilized by a healthcare provider. It is intended to allow sterilization of the enclosed medical device(s) and to maintain sterility until used. The rigid sterilization container with software is designed for use with high-vacuum or pulse-vacuum steam sterilization systems. | Rigid sterilization container comprised of metal and polymers that contains software that controls valves and monitors sterilization cycle status. | Used with steam sterilizers to allow sterilization and maintain sterility of devices undergoing steam sterilization | Does not contact the patient. | N | N | Ineligible
HO | HO | QJY | Infusion Pump, Drug Specific, Pharmacy-Filled | 2 |  | N | N |  | 880.5725 | 1 | A Pharmacy-Filled, Drug Specific Infusion System is a prescription device intended for delivery of a specific drug in accordance with the FDA approved labeling and may be filled at a location other than point of care. | A Pharmacy-Filled, Drug Specific Infusion System includes the delivery device, reservoir or syringe, and any administration sets and / or catheters or needles to infuse the specific drug and may contain materials needed to assist the pharmacist in filling and shipping the device containing an approved drug. This excludes compounded drugs. | A Pharmacy-Filled, Drug Specific Infusion System infuses a specific drug into the body in accordance with FDA approved labeling. The infusion system may be filled at a location other than point of care under conditions as outlined in the drug label. | In accordance with FDA approved labeling, a Pharmacy-Filled, Drug Specific Infusion System is intended for the route of administration specific to the approved drug label | N | N | Ineligible
HO | HO | QKM | A Chemical Vapor Sterilization Multivariable Chemical Indicator | 2 |  | N | N |  | 880.28 | 1 | A chemical vapor sterilization multivariable chemical indicator monitors two or more parameters of a chemical vapor sterilization process. | The device consists of chemicals attached to a non-reactive material surface that react to two or sterilization process parameters. | Uses chemical reactions to indicate a pass signal to sterilization parameters that are consistent with identified stated values | not intended for patient contact | N | N | Ineligible
HO | HO | QLF | On-Body Injector | 2 |  | N | N |  | 880.586 | 3 | An On-Body injector is a prescription device adhered to the body intended to inject single or multiple doses of medicinal product from a cartridge or reservoir in accordance with FDA approved labeling. The device can be used by health care professionals or for self-injection by the patient. It should not be used for the infusion of drugs. | The On-body injector includes the delivery device and reservoir or cartridge, and may contain accessories needed to assist the user in filling the device with FDA approved drugs, or the device may be designed to accept prefilled drug containers that are intended for use with the device. The device is worn directly on the body. It is constructed of a variety of polymeric materials and may include software to activate and/or deliver the medication. It should not be used for the infusion of drugs. | While adhered to the body, the On-body injector injects a specific drug subcutaneously in accordance with FDA approved labeling. | Subcutaneous tissue. The device is generally targeted for use on the abdomen, buttock, back of the arm or other location acceptable for the subcutaneous delivery of drugs and device placement in accordance with FDA approved labeling. | N | N | Ineligible
HO | HO | QLY | Ophthalmic Syringe | 2 |  | N | N |  | 880.586 | 1 | An Ophthalmic Syringe is a piston syringe intended for intraocular injections. The device consists of a calibrated hollow barrel, a movable plunger, and may include a needle. The device should be used by health care professionals to perform injections into the eye. | The Ophthalmic Syringe consists of a syringe barrel, a plunger, and may include a needle. The plunger and barrel are typically made of a polymeric material whereas the needle is made from stainless steel. | Ophthalmic syringes are operated manually by pushing or pulling the plunger to expel or withdraw a liquid. The device is not to be used with a delivery system. | The device is intended for injections into the eye. | N | N | Ineligible
HO | HO | QMT | Prep Kit � Vaccine Injection | 2 |  | N | N |  | 880.557 | 7 | This product code has been established in accordance with the May 20, 1997, Guidance entitled, Convenience Kits Interim Regulatory Guidance, found at www.fda.gov/cdrh/ode/convkit.html. This type of convenience kit, as listed in the guidance above, is under enforcement discretion, and does not require a premarket notification (510(k)) to market if it meets all criteria in the guidance. | This product code has been established in accordance with the May 20, 1997, Guidance entitled, Convenience Kits Interim Regulatory Guidance, found at www.fda.gov/cdrh/ode/convkit.html. This type of convenience kit, as listed in the guidance above, is under enforcement discretion, and does not require a premarket notification (510(k)) to market if it meets all criteria in the guidance. | This product code has been established in accordance with the May 20, 1997, Guidance entitled, Convenience Kits Interim Regulatory Guidance, found at www.fda.gov/cdrh/ode/convkit.html. This type of convenience kit, as listed in the guidance above, is under enforcement discretion, and does not require a premarket notification (510(k)) to market if it meets all criteria in the guidance. | This product code has been established in accordance with the May 20, 1997, Guidance entitled, Convenience Kits Interim Regulatory Guidance, found at www.fda.gov/cdrh/ode/convkit.html. This type of convenience kit, as listed in the guidance above, is under enforcement discretion, and does not require a premarket notification (510(k)) to market if it meets all criteria in the guidance. | N | N | Ineligible
HO | HO | QNQ | Low Dead Space Piston Syringe | 2 |  | N | N |  | 880.586 | 1 | A low dead space syringe is a piston syringe designed to reduce medication waste. The device consists of a calibrated hollow barrel, a moveable plunger, and may include a needle. The device can be used by health care professions or for self-injection by the patient. | A low dead space syringe consists of a syringe barrel, a plunger, and may include a needle. The plunger and barrel are typically made of a polymeric material whereas the needle is made from stainless steel. The syringe plunger, syringe nozzle and/or needle of the syringe is designed to reduce medication waste. | Low dead space syringes are operated manually by pushing or pulling the plunger to expel or withdraw a liquid. | Target injection sites may include subcutaneous, intramuscular, intravascular, intradermal and intravitreal. | N | N | Ineligible
HO | HO | QNS | Low Dead Space Needle, Single Lumen, Hypodermic | 2 |  | N | N |  | 880.557 | 1 | A low dead space single lumen hypodermic needle is a device designed to reduce medication waste. The device consists of a metal tube that is sharpened at one end and at the other end joined to connector designed to mate with a piston syringe. It may or may not have needle safety features. The device can be used by health care professions or for self-injection by the patient. | A low dead space needle consists of a metal tube that is sharpened at one end and at the other end joined to a female connector (hub). The needle hub or connector of the needle is designed to reduce medication waste. | Low dead space needles are operated manually by attaching it to a piston syringe. | Target injection sites may include subcutaneous, intramuscular, intravascular, intradermal, ophthalmic. | N | N | Ineligible
HO | HO | QOG | Injection Data Capture Device | 2 |  | N | N |  | 880.586 | 1 | An injection data capture device is an electrically-powered/electromechanical accessory that interfaces with reusable or disposable injection devices for the purposes of interpreting, recording and displaying and/or transmitting injection data to a connected application or software. | An injection data capture device may consist of an attachable add-on device that a user attaches to the injection device or could be manufactured directly into the injection device. The device may be single or multi-component and includes electromechanical hardware and software to allow for the detection, transmission and/or display of injection data. | Injection data capture devices are operated manually or automatically to detect injections and record injection data. This can include the ability to detect the amount of dose dialed/administered, detect day/time of dose, or other injection data (e.g., detect prime/no-prime events). This data can be displayed on the injection data capture device directly and/or transmitted to a connected software or mobile application via wired or wireless methods. | Injection data capture devices do not have a target area but are instead intended to interface with injection devices. | N | N | Ineligible
HO | HO | QOI | Intravenous Catheter Force-Activated Separation Device. | 2 |  | N | N |  | 880.522 | 1 | An intravenous (IV) catheter force-activated separation device. An intravenous catheter force-activated separation device is placed inline with an intravenous catheter and an intravascular administration set, including any administration set accessories. It separates into two parts when a specified force is applied. The device is intended to reduce the risk of IV catheter failure(s) requiring IV catheter replacement. | The device allows fluid flow when intact. Once separated, valves inside the device close and stop fluid flow. | Separates when a specified force is exerted on an intravascular administration set that stops fluid flow from the IV administration set and blood flow from the IV catheter. The luer ends of the device may be compliant with ISO 80369-7, Small-bore connectors for liquids and gases in healthcare applications � Part 7: Connectors for intravascular or hypodermic applications or ISO 594-1, Conical fittings with a 6 % (Luer) taper for syringes, needles and certain other medical equipment - Part 1: General requirements or ISO 594-2, Conical fittings with 6 % (Luer) taper for syringes, needles and certain other medical equipment � Part 2: Lock fittings. | Indirect contact to peripheral intravenous system. | N | N | Ineligible
HO | HO | QTG | Infant Supine Sleep System | 2 |  | N | N |  | 880.569 | 1 | An infant supine sleep system is a device intended to facilitate a supine position during sleep for use in infants that are not yet able to roll over consistently. Infants placed in a supine sleep position are at lower risk of sudden infant death syndrome (SIDS) or sudden unexpected infant death (SUID). | Bassinet with mattress that includes tightly woven fabric components. | Bassinet and tightly woven fabric components that hold the infant in a supine position during sleep. | The whole body. | N | N | Ineligible
HO | HO | QTI | Saline Vascular Access Flush With Integrated Alcohol Disinfectant Device | 2 |  | N | N |  | 880.52 | 1 | Prefilled saline flush syringe with an integrated disinfection unit is intended to be used as a disinfection cleaner for needleless access devices attached to indwelling vascular access devices (VADs) and flushing of these VADs. | Tip cap of single use pre-filled saline syringe modified to integrate the alcohol disinfection unit (DU). | A disinfectant unit is used to disinfect the port prior to flushing the indwelling vascular access device with saline. | Indwelling vascular access device | N | N | Ineligible
HO | HO | QTV | Mattress And Bed Deck Cover (Medical Purposes) | 1 |  | N | N |  | 880.619 | 4 | A mattress and bed deck cover for medical purposes is intended to provide a physical barrier between the patient and the mattress as well as all or parts of the bed deck or frame. | The device is typically made of a fabric material that is fitted to compatible mattress and bed decks or frames. | The device is commonly made of a fabric and fits a compatible mattress and bed deck or frame. After application of the device, the fabric provides a physical barrier between the patient and the mattress as well as all or parts of the bed deck or frame. | Whole body | N | N | Ineligible
HO | HO | QVB | Biological Sterilization Indicator With Indirect Growth Detection | 2 |  | N | N |  | 880.2806 | 1 | A biological sterilization indicator with indirect growth detection capabilities is a device intended for use by a healthcare provider to accompany products being sterilized through a sterilization process to monitor the adequacy of sterilization. Detection of surviving microorganisms is accomplished by a method other than direct detection of growth or growth products. | Bacterial spores are provided in an ampoule with a separate, contained compartment of appropriate culture media. The ampoule design should segregate the spores from the culture media until incubation and facilitate contained mixing, when required, of the spores and culture media without exposing any spores to the external environment. | The device consists of a known number of bacterial spores, with known resistance to the intended sterilization process. As the sterilization process is carried out, the surface proteins present in the spores are structurally modified and denatured. These surface spore proteins come into contact with a fluorescent dye upon the device activation and are exposed by the auto reader under UV radiation and a fluorescent substance in culture medium is detected in presence of a fluorescent dye to provide the fast readout when placed in an auto reader. The structure state of the sensor proteins as the marker decides the efficacy of the sterilization process. | The device is intended to be included with sterilization loads, within sterilization wraps, containers, pouches, trays and cassettes during sterilization cycles for which the use of this device has been validated. | N | N | Ineligible
HO | HO | QVY | Therapeutic Vibrational Mattress Pad, Adjunct Use In Neonatal Abstinence Syndrome Or Neonatal Opioid Withdrawal Syndrome | 2 |  | N | N |  | 880.5151 | 1 | Reusable hospital mattress pad with integrated mechanical vibrations to be used as adjunctive therapy for neonates and infants with neonatal abstinence syndrome (NAS) or neonatal opioid withdrawal syndrome (NOWS). | Hospital bassinet/bed mattress and mechanical vibration producing system | Infant bassinet pad which provides stochastic vibrotactile stimulation | Full Body | N | N | Ineligible
HO | HO | QWS | Foam Or Gel Chemical Sterilant/High Level Disinfectant | 2 |  | N | N |  | 880.6886 | 1 | A foam or gel chemical sterilant/high level disinfectant is a germicide in the form of a foam or gel that is intended for use as the terminal step in high level disinfection of medical devices prior to patient use. | A foam or gel chemical sterilant/high level disinfectant is a germicide in the form of a foam or gel | A foam or gel chemical sterilant / high level disinfectant is applied manually or automatically on the surface of medical device to archive high level disinfection | Does not contact patient directly | N | N | Ineligible
HO | HO | QWX | Active Noise Attenuation System For Infant Incubators | 2 |  | N | N |  | 880.5405 | 1 | A device system which captures the environmental noise and outputs noise cancelling acoustic sound waves to attenuate noise in infant incubators in the healthcare environment. | The device may contain a noise sensor, a control or processing unit, and speakers. | The device captures environmental noise and utilizes a software algorithm that calculates the sound waves necessary to attenuate this noise. A speaker system subsequently outputs the corresponding sound wave inside the infant incubator, attenuating the noise. | Whole Body | N | N | Ineligible
HO | HO | QXJ | Whole Room Microbial Reduction Device | 2 |  | N | N |  | 880.651 | 1 | A whole room microbial reduction device is a medical device to be used to reduce microbial load on medical device surfaces following cleaning and disinfection. | Device remotely operated to promote microbial log reduction on critical, semicritical, and non-critical medical devices surfaces. | Microbial reduction on surfaces and/or air using a germicidal device. | Unoccupied rooms | N | N | Ineligible
HO | HO | QXQ | Respiratory Accessory Microbial Reduction Device. | 2 |  | N | N |  | 880.6993 | 1 | A respiratory accessory microbial reduction device is a home-use device intended to be used as an adjunct for microbial reduction of compatible respiratory accessories,such as hoses and masks,after cleaning. This device is not intended to replace the original accessory manufacturer�s cleaning instructions. | Ozone generator. The device may include additional module(s) to produce other components (e.g., water mist/vapor) mixed with ozone. The device may include sensors (e.g., ozone, or humidity). The device may include hardware and software for ozone concentration control and procedure time / step control | The device generates ozone to reduce bacterial population on CPAP device accessory | Not target on human body | N | N | Ineligible
HO | HO | QYM | Ophthalmic Needle | 2 |  | N | N |  | 880.557 | 1 | An Ophthalmic Needle is a needle intended for intraocular injections. The device should be used by health care professionals to perform injections into the eye. | sterile hypodermic needles | An Ophthalmic Needle is to be used to inject fluids into or withdraw fluids from the eye. | The device is intended for injections into the eye. | N | N | Ineligible
HO | HO | QZA | Body Temperature Sensing Software | 2 |  | N | N |  | 880.2915 | 1 | Body temperature sensing software is a software device used for the determination of human body temperature by means of analyzing input sensor data. | Software | Uses infrared sensor data to approximate human body temperature. | Software | N | N | Ineligible
HO | HO | SBE | Digital Physical/Chemical Sterilization Process Sensor | 2 |  | N | N |  | 880.2801 | 1 | A digital physical/chemical sterilization process sensor is a device intended to monitor one or more parameter(s) of the sterilization process. The adequacy of the sterilization conditions as measured by the parameter(s) is/are indicated by a digital readout of the result. | Device monitors one or more parameters of the sterilization process. | Sterilization process monitoring using a digital, physical/chemical sensor. | Sterilizer chambers | N | N | Ineligible
HO | HO | SBO | Bed-Patient Activity Monitoring System | 1 |  | N | N |  | 880.24 | 4 | A bed-patient activity monitoring system is intended to monitor activity of patients while lying in a bed using pressure sensors placed on multiple parts of the body or locations under the mattress. The system may indicate by an alarm or other signal when patient activity deviates from assigned pressure prevention parameters. | The bed-patient activity monitoring system consists of a sensor, sensor dressing, and software. The software may alert or monitor patient activity. | A bed-patient activity monitoring system operates via non-invasive pressure sensors placed on the patient or under the mattress. These sensors may send alerts to healthcare providers via an app or other software component. | The sensors may be placed under the mattress or on multiple locations on the patient�s body, such as the back of the head, upper back, lower back, elbows, hips, legs, or heels. | N | N | Ineligible
HO | HO | SCL | Allergen And Vaccine Delivery Needles | 2 |  | N | Y |  | 880.557 | 1 | An allergen delivery needle is a device intended to percutaneously deliver diagnostic allergenic extracts for use in allergy skin tests also referred to as skin prick tests or intradermal allergy tests. | The device may be a single needle or an array of multiple needles. | The needles may be used to scratch or prick the skin during an allergy test or may be used for an intradermal injection of an allergenic extract. | The device is used on or through the skin typically on the forearm, upper arm, or back of the patient. | N | N | Ineligible
HO | HO | SCS | Ultraviolet Radiation Disinfection Chamber Device | 2 |  | N | N |  | 880.6511 | 1 | An ultraviolet radiation disinfection chamber device is intended to disinfect patient contacting medical devices using UV radiation after the device has been cleaned. Disinfection of the medical device is achieved within an enclosed chamber through the exposure to UV radiation. | Chambered UV-C disinfection device used to achieve high level disinfection (HLD) of surfaces of semi-critical transvaginal, semi-critical transrectal and external intact skin contacting ultrasound probes. | Microbial reduction on surfaces of medical devices using a UV-C germicidal device. | External (intact skin contacting), Transvaginal and Transrectal ultrasound probes | N | N | Ineligible
HO | HO | SDC | Qualitative Cleaning Process Protein Indicator | 2 |  | N | N |  | 880.693 | 1 | A qualitative cleaning process protein indicator is intended for use by a health care provider on a cleaned medical device as an interim step prior to high level disinfection or sterilization of the cleaned medical device. The intended use is to inform the health care user of the presence of residual soil protein in the sample extract. | Protein detection indicator designed for use in the reprocessing of medical devices in health care settings. The device may include additional components for sampling. The device may include a color chart for qualitative indication of the residual soil protein. | A physical or chemical change occurs at the presence of the residual protein at levels relevant to cleaning validation endpoints. | The device is intended to be used on a cleaned medical device prior to high level disinfection or sterilization of the cleaned medical device. | N | N | Ineligible
HO | HO | SDV | Clinical Electronic Thermometer | 2 |  | N | N |  | 880.291 | 4 | A clinical electronic thermometer is a device used to intermittently measure the body temperature of a patient by means of a transducer coupled with an electronic signal amplification, conditioning, and display unit. This product code is class II exempt, and was exempted, subject to the limitations of exemption, under the procedures established by section 510(m) of the FD&C Act. This device type does not require premarket notification (510(k)) to market if it does not exceed the general limitations of exemption found in 21 CFR 880.9 and the specific limitations of exemption as stated in the final order, see 90 FR 25889, available at https://www.govinfo.gov/content/pkg/FR-2025-06-18/pdf/2025-11207.pdf | The device is portable and may be connected wired or wirelessly to another device. It uses a sensor to intermittently measure body temperature either by direct contact or via a non-contact infrared sensor. | A clinical electronic thermometer is a device used to intermittently measure the body temperature of a patient by means of a transducer coupled with an electronic signal amplification, conditioning, and display unit. The device does not have telethermographic or continuous temperature measurement functions. | Common measurement sites include the sublingual space in the mouth, rectum, ear canal, armpit, or the forehead | N | N | Ineligible
HO | HO | SDW | Stationary Infrared Thermometer | 2 |  | N | N |  | 880.291 | 1 | A stationary infrared thermometer is a free-standing or mounted clinical electronic thermometer indicated to measure a person�s body temperature. Under this regulation, this product code represents non-exempt devices. For more information, see 90 FR 25889, available at https://www.govinfo.gov/content/pkg/FR-2025-06-18/pdf/2025-11207.pdf. | The device may be a stand-alone device or mounted onto a surface such as a desk, a wall, or a wheeled cart. The stationary infrared thermometer may include a camera and display to show an image of the person during temperature measurements. | The device is a free-standing or mounted, non-contact infrared thermometer that uses a thermal infrared sensor to measure a person�s body temperature. | External body surfaces. | N | N | Ineligible
HO | HO | SEF | Central Venous Catheter With Manual Insertion System | 2 |  | N | N |  | 880.52 | 1 | A central venous catheter with manual insertion system is intended to provide short-term access (<30 days) to the central venous system. The manual insertion system is attached to the catheter and facilitates placement in the targeted vessel. | The central venous catheter consists of a thin, flexible plastic tube. The insertion system combines common insertion components (such as a syringe, guidewire, and introducer needle) in order to facilitate the insertion procedure and is supplied pre-assembled with the catheter as one system. | The catheter is inserted into the central venous system for delivery of fluids or medications, blood withdrawal, central venous pressure monitoring, or power injection of contrast media. The insertion system is supplied pre-assembled and pre-attached to the catheter and is used to facilitate the insertion of the catheter. | The catheter is inserted into the central vascular system (subclavian, internal jugular, or femoral veins). | N | N | Ineligible
HO | HO | SEW | Automated Endoscope Channel Cleaner | 2 |  | N | N |  | 880.6994 | 1 | An automated endoscope channel cleaner is a device intended to replace all or a portion of manual cleaning of internal passages and ports of compatible reusable flexible endoscopes. Cleaning is conducted using an agent that exerts physical force (e.g., friction) on single or multiple channels of compatible endoscopes for removal of soil. This device type is not intended to provide or replace high-level disinfection or sterilization. | The device may be supplied with accessories used in the cleaning process. The device may include hardware and software to allow for data collection and review. The device does not include software that outputs any clinical interpretation of the data. | Cleans endoscope channels using a cleaning agent which mixes with water to form a slurry. The slurry shots travel through the endoscope channels and the physical action created through friction of slurry particles and the inner surface of the lumen, is what removes soil from the endoscope. | Gastrointestinal tract | N | N | Ineligible
HO | HO | SGX | Ultraviolet Light-Based Microbial Reduction Device For Luer-Activated Valves | 2 |  | N | N |  | 880.6512 | 1 | An ultraviolet light-based microbial reduction device for luer-activated valves is a device that uses ultraviolet light to irradiate luer-activated valves (e.g., as used for intravascular administration). The device is intended to supplement the manual, physical microbicidal treatment of luer-activated valves by providing limited microbial reduction, and is not intended to disinfect or replace manual microbicidal treatment. | The device consists of a handheld lamp unit and disposable barrier caps. | The device uses an ultraviolet lamp to reduce the microbial population after manual disinfection. | Needleless connectors for peripherally-inserted central catheter (PICC) lines. | N | N | Ineligible
HO | NE | LKG | Port & Catheter, Implanted, Subcutaneous, Intraventricular | 2 |  | N | N |  | 882.555 | 1 |  |  |  |  | Y | N | Eligible
HO | PA | FMH | Container, Specimen, Sterile | 1 |  | N | N |  | 864.325 | 4 |  |  |  |  | N | N | Eligible
HO | PA | NNI | Container, Specimen, Non-Sterile | 1 |  | Y | N |  | 864.325 | 4 |  |  |  |  | N | N | Eligible
HO | PM | IQG | Adaptor, Holder, Syringe | 1 |  | Y | N |  | 890.505 | 4 |  |  |  |  | N | N | Eligible
HO | PM | LHC | Warmer, Irrigation Solution | 1 |  | N | N |  | 890.595 | 4 |  |  |  |  | N | N | Eligible
HO | PM | NXB | Dispenser, Solid Medication | 1 |  | Y | N |  | 890.505 | 4 | A solid medication dispenser is a device intended for medical purposes that is used to issue solid (pills) medication. | The device is designed for primarily oral dosage forms of medication. | This device can function independently, with components or within a system. | dependent on drug indication. | N | N | Eligible
HO | PM | NXQ | Reminder, Medication | 1 |  | Y | N |  | 890.505 | 4 | A medication reminder is a device intended for medical purposes to provide alerts to patients or healthcare providers for pre-determined medication dosing schedules. The device may incorporate wireless communication. | The device size can range from a handheld device to that of a desk or countertop device. | The device is electrically-powered, either battery or AC, and may incorporate wireless technology. | Target area depends on intended target area of the drug or drugs taken by the patient. | N | N | Eligible
HO | PM | OIZ | Foot Examination Tool For Inflammatory Changes | 1 |  | N | N |  | 890.505 | 4 | Assist a patient to visualize the image and condition of the soles of their feet in connection with a daily self-examination for signs of inflammation on the sole of the foot. The device will assist the patient in determining when they should contact their healthcare provider for further diagnosis and treatment regarding any skin changes seen by a mirror and/or highlighted by the liquid crystal foot pads. Intended to be used as an adjunct to, and not in replacement of, periodic foot care and examinations conducted by a health care professional and used under the direction of a health care professional and does not diagnose any specific disease state. | n/a | A device that consists of a 2X convex mirror, surrounded on two sides by liquid crystal pads. These liquid crystal pads react to skin temperature when the patient places his feet on top of them, providing different colors for different temperatures. The device is a daily activity assist device. It provides visible and thermal graphic images of the plantar surface of the foot. It is intended to assist the patient in checking their feet for signs of inflammation as evidence by differences in the thermal patterns of the plantar surface. | feet | N | N | Eligible
HO | PM | OJL | Insulin Vial Protector/Holder | 1 |  | N | N |  | 890.505 | 4 | The device is intended to protect an insulin vial or vials | The device is made of a variety of durable plastics and fabrics. All devices consist of an inner core that surrounds the vial for protection. | The device functions independently providing a protective barrier to shield and protect the insulin vial. | The device is intended to protect the insulin vial. The device itself does not act on the body at all. | N | N | Eligible
HO | RA | OUJ | High Level Disinfection Reprocessing Instrument For Ultrasonic Transducers, Mist | 2 |  | N | Y |  | 892.157 | 1 | To provide high level disinfection of ultrasound transducers. If the device is reusable, validated reprocessing instructions and reprocessing validation data for this device type must be included in a 510(k) submission (82 FR 26807, available at https://www.gpo.gov/fdsys/pkg/FR-2017-06-09/pdf/2017-12007.pdf). | Ultrasonic transducer reprocessor, high level disinfectant mist, and accessories | Automatically generates a mist from a dedicated hydrogen peroxide disinfectant solution and exposes a suspended ultrasound transducer to the disinfectant mist at a specified temperature and for a specified time to achieve high level disinfection | Ultrasonic transducers | N | N | Ineligible
HO | RA | PSW | High Level Disinfection Reprocessing Instrument For Ultrasonic Transducers, Liquid | 2 |  | N | N |  | 892.157 | 1 | To provide high level disinfection of ultrasound transducers If the device is reusable, validated reprocessing instructions and reprocessing validation data for this device type must be included in a 510(k) submission (82 FR 26807, available at https://www.gpo.gov/fdsys/pkg/FR-2017-06-09/pdf/2017-12007.pdf). | ultrasonic transducer reprocessor, high level disinfectant liquid, and accessories | Automatically delivers liquid disinfectant and exposes a suspended ultrasound transducer to the disinfectant at a specified temperature and for a specified time to achieve high level disinfection and then rinses the ultrasound transducer with water to remove the disinfectant | Ultrasonic transducers | N | N | Ineligible
HO | SU | ERY | Drape, Surgical, Ent | 2 |  | N | N |  | 878.437 | 4 |  |  |  |  | N | N | Eligible
HO | SU | EYX | Drape, Pure Latex Sheet, With Self-Retaining Finger Cot | 2 |  | N | N |  | 878.437 | 4 |  |  |  |  | N | N | Eligible
HO | SU | EYY | Drape, Urological, Disposable | 2 |  | N | N |  | 878.437 | 4 |  |  |  |  | N | N | Eligible
HO | SU | FLJ | Unit, Airflow, Laminar | 2 |  | N | Y |  | 878.507 | 1 |  |  |  |  | N | N | Eligible
HO | SU | FRT | Unit, Isolation, Surgical | 2 |  | N | Y |  | 878.507 | 1 |  |  |  |  | N | N | Eligible
HO | SU | FXO | Suit, Surgical | 1 |  | N | N |  | 878.404 | 4 |  |  |  |  | N | N | Eligible
HO | SU | FXP | Cover, Shoe, Operating-Room | 1 |  | N | N |  | 878.404 | 4 |  |  |  |  | N | N | Eligible
HO | SU | FXX | Mask, Surgical | 2 |  | N | Y |  | 878.404 | 1 |  |  |  |  | N | N | Eligible
HO | SU | FXY | Hood, Surgical | 2 |  | N | Y |  | 878.404 | 1 |  |  |  |  | N | N | Eligible
HO | SU | FXZ | Helmet, Surgical | 1 |  | N | N |  | 878.404 | 4 |  |  |  |  | N | N | Eligible
HO | SU | FYA | Gown, Surgical | 2 |  | N | N |  | 878.404 | 1 |  |  |  |  | N | N | Eligible
HO | SU | FYB | Gown, Patient | 2 |  | N | Y |  | 878.404 | 1 |  |  |  |  | N | N | Eligible
HO | SU | FYC | Gown, Isolation, Surgical | 2 |  | N | N |  | 878.404 | 1 |  |  |  |  | N | N | Eligible
HO | SU | FYD | Apparatus, Exhaust, Surgical | 2 |  | N | Y |  | 878.507 | 1 |  |  |  |  | N | N | Eligible
HO | SU | FYH | Splint, Extremity, Noninflatable, External, Sterile | 1 |  | N | N |  | 878.391 | 4 |  |  |  |  | N | N | Eligible
HO | SU | HMT | Drape, Patient, Ophthalmic | 2 |  | N | N |  | 878.437 | 4 |  |  |  |  | N | N | Eligible
HO | SU | HMW | Drape, Microscope, Ophthalmic | 2 |  | N | N |  | 878.437 | 4 |  |  |  |  | N | N | Eligible
HO | SU | KGO | Surgeon'S Gloves | 1 |  | N | Y |  | 878.446 | 1 | A surgeon's glove is a disposable device made of natural rubber latex or synthetic polymers that may or may not bear powder to facilitate donning, and it is intended to be worn on the hands, usually in surgical settings, to provide a barrier against potentially infectious materials and other contaminants. |  |  |  | N | N | Eligible
HO | SU | KGQ | Cream, Gloving, Surgeon'S | 1 |  | N | N |  | 878.447 | 4 |  |  |  |  | N | N | Eligible
HO | SU | KGT | Drape, Adhesive, Aerosol | 1 |  | N | N |  | 878.438 | 4 |  |  |  |  | N | N | Eligible
HO | SU | KKX | Drape, Surgical | 2 |  | N | Y |  | 878.437 | 1 |  |  |  |  | N | N | Eligible
HO | SU | LGX | Table, Examination, Medical, Powered | 1 |  | N | N |  | 878.496 | 4 |  |  |  |  | N | N | Eligible
HO | SU | LYU | Accessory, Surgical Apparel | 1 |  | N | N |  | 878.404 | 4 |  |  |  |  | N | N | Eligible
HO | SU | MAC | Decontamination Kit | 1 |  | N | N |  | 878.4014 | 7 | This product code has been established in accordance with the May 20, 1997, guidance entitled, convenience kits interim regulatory guidance, found at http://www.fda.gov/downloads/MedicalDevices/DeviceRegulationandGuidance/GuidanceDocuments/ucm080217.pdf. This type of convenience kit, as listed in the guidance above, is under enforcement discretion, and does not require a premarket notification (510(k)) to market if it meets all criteria in the guidance. | This product code has been established in accordance with the May 20, 1997, guidance entitled, convenience kits interim regulatory guidance, found at http://www.fda.gov/downloads/MedicalDevices/DeviceRegulationandGuidance/GuidanceDocuments/ucm080217.pdf. This type of convenience kit, as listed in the guidance above, is under enforcement discretion, and does not require a premarket notification (510(k)) to market if it meets all criteria in the guidance. | This product code has been established in accordance with the May 20, 1997, guidance entitled, convenience kits interim regulatory guidance, found at http://www.fda.gov/downloads/MedicalDevices/DeviceRegulationandGuidance/GuidanceDocuments/ucm080217.pdf. This type of convenience kit, as listed in the guidance above, is under enforcement discretion, and does not require a premarket notification (510(k)) to market if it meets all criteria in the guidance. | This product code has been established in accordance with the May 20, 1997, guidance entitled, convenience kits interim regulatory guidance, found at http://www.fda.gov/downloads/MedicalDevices/DeviceRegulationandGuidance/GuidanceDocuments/ucm080217.pdf. This type of convenience kit, as listed in the guidance above, is under enforcement discretion, and does not require a premarket notification (510(k)) to market if it meets all criteria in the guidance. | N | N | Eligible
HO | SU | MMP | Cover, Barrier, Protective | 2 |  | N | Y |  | 878.437 | 1 |  |  |  |  | N | N | Eligible
HO | SU | MSH | Respirator, Surgical | 2 |  | N | N |  | 878.404 | 4 | A surgical N95 respirator or N95 filtering facepiece respirator is not exempt if it is intended to prevent specific diseases or infections, or it is labeled or otherwise represented as filtering surgical smoke or plumes, filtering specific amounts of viruses or bacteria, reducing the amount of and/or killing viruses, bacteria, or fungi, or affecting allergenicity, or it contains�coating technologies unrelated to filtration (e.g., to reduce and or kill microorganisms).��Surgical N95 respirators and N95 filtering facepiece respirators are exempt from the premarket notification procedures subject to 21 CFR 878.9 and the conditions for exemption identified in 21 CFR 878.4040(b)(1). |  |  |  | N | N | Eligible
HO | SU | NZP | Sealant, Microbial | 2 |  | N | N |  | 878.437 | 1 | Intended to isolate the site of a surgical incision from microbial contamination and indicated to reduce the risk of skin flora contamination of the surgical incision throughout a surgical procedure. | Applied as a liquid film which dries to a polymerized, flexible film on the treated skin | Cyanoacrylate liquid film applied to the intended incision site dries to a flexible barrier film which immobilizes skin flora in the treated area | Skin surrounding a planned surgical incision | N | N | Ineligible
HO | SU | OEA | Non-Surgical Gown | 1 |  | N | N |  | 878.404 | 4 | A gown intended to protect health care patients and personnel from the transfer of microorganisms, body fluids and particulate material | A gown is made of fabric material, either non-woven or woven | Serves as physical barrier to the transfer of microorganisms, body fluids and particulate material. Provides minimal or low levels of barrier protection (e.g., ANSI/AAMI PB70 Level 2 or below) | A gown covers the torso and clothing and poses a physical barrier to the transfer of microorganisms, body fluids and particulate material | N | N | Eligible
HO | SU | OKF | Body Fluid Disposal Kit | 2 |  | N | N |  | 878.404 | 7 | This product code has been established in accordance with the May 20, 1997, Guidance entitled, Convenience Kits Interim Regulatory Guidance, found at www.fda.gov/cdrh/ode/convkit.html. This type of convenience kit, as listed in the guidance above, is under enforcement discretion, and does not require a premarket notification (510(k)) to market if it meets all criteria in the guidance. | This product code has been established in accordance with the May 20, 1997, Guidance entitled, Convenience Kits Interim Regulatory Guidance, found at www.fda.gov/cdrh/ode/convkit.html. This type of convenience kit, as listed in the guidance above, is under enforcement discretion, and does not require a premarket notification (510(k)) to market if it meets all criteria in the guidance. | This product code has been established in accordance with the May 20, 1997, Guidance entitled, Convenience Kits Interim Regulatory Guidance, found at www.fda.gov/cdrh/ode/convkit.html. This type of convenience kit, as listed in the guidance above, is under enforcement discretion, and does not require a premarket notification (510(k)) to market if it meets all criteria in the guidance. | This product code has been established in accordance with the May 20, 1997, Guidance entitled, Convenience Kits Interim Regulatory Guidance, found at www.fda.gov/cdrh/ode/convkit.html. This type of convenience kit, as listed in the guidance above, is under enforcement discretion, and does not require a premarket notification (510(k)) to market if it meets all criteria in the guidance. | N | N | Eligible
HO | SU | OKG | Body Fluid Clean Up Kit | 2 |  | N | N |  | 878.404 | 7 | This product code has been established in accordance with the May 20, 1997, Guidance entitled, Convenience Kits Interim Regulatory Guidance, found at www.fda.gov/cdrh/ode/convkit.html. This type of convenience kit, as listed in the guidance above, is under enforcement discretion, and does not require a premarket notification (510(k)) to market if it meets all criteria in the guidance. | This product code has been established in accordance with the May 20, 1997, Guidance entitled, Convenience Kits Interim Regulatory Guidance, found at www.fda.gov/cdrh/ode/convkit.html. This type of convenience kit, as listed in the guidance above, is under enforcement discretion, and does not require a premarket notification (510(k)) to market if it meets all criteria in the guidance. | This product code has been established in accordance with the May 20, 1997, Guidance entitled, Convenience Kits Interim Regulatory Guidance, found at www.fda.gov/cdrh/ode/convkit.html. This type of convenience kit, as listed in the guidance above, is under enforcement discretion, and does not require a premarket notification (510(k)) to market if it meets all criteria in the guidance. | This product code has been established in accordance with the May 20, 1997, Guidance entitled, Convenience Kits Interim Regulatory Guidance, found at www.fda.gov/cdrh/ode/convkit.html. This type of convenience kit, as listed in the guidance above, is under enforcement discretion, and does not require a premarket notification (510(k)) to market if it meets all criteria in the guidance. | N | N | Eligible
HO | SU | OKH | Body Fluids Barrier Kit | 2 |  | N | N |  | 878.404 | 7 | This product code has been established in accordance with the May 20, 1997, Guidance entitled, Convenience Kits Interim Regulatory Guidance, found at www.fda.gov/cdrh/ode/convkit.html. This type of convenience kit, as listed in the guidance above, is under enforcement discretion, and does not require a premarket notification (510(k)) to market if it meets all criteria in the guidance. | This product code has been established in accordance with the May 20, 1997, Guidance entitled, Convenience Kits Interim Regulatory Guidance, found at www.fda.gov/cdrh/ode/convkit.html. This type of convenience kit, as listed in the guidance above, is under enforcement discretion, and does not require a premarket notification (510(k)) to market if it meets all criteria in the guidance. | This product code has been established in accordance with the May 20, 1997, Guidance entitled, Convenience Kits Interim Regulatory Guidance, found at www.fda.gov/cdrh/ode/convkit.html. This type of convenience kit, as listed in the guidance above, is under enforcement discretion, and does not require a premarket notification (510(k)) to market if it meets all criteria in the guidance. | This product code has been established in accordance with the May 20, 1997, Guidance entitled, Convenience Kits Interim Regulatory Guidance, found at www.fda.gov/cdrh/ode/convkit.html. This type of convenience kit, as listed in the guidance above, is under enforcement discretion, and does not require a premarket notification (510(k)) to market if it meets all criteria in the guidance. | N | N | Eligible
HO | SU | OKI | Emergency Response Safety Kit | 2 |  | N | N |  | 878.404 | 7 | This product code has been established in accordance with the May 20, 1997, Guidance entitled, Convenience Kits Interim Regulatory Guidance, found at www.fda.gov/cdrh/ode/convkit.html. This type of convenience kit, as listed in the guidance above, is under enforcement discretion, and does not require a premarket notification (510(k)) to market if it meets all criteria in the guidance. | This product code has been established in accordance with the May 20, 1997, Guidance entitled, Convenience Kits Interim Regulatory Guidance, found at www.fda.gov/cdrh/ode/convkit.html. This type of convenience kit, as listed in the guidance above, is under enforcement discretion, and does not require a premarket notification (510(k)) to market if it meets all criteria in the guidance. | This product code has been established in accordance with the May 20, 1997, Guidance entitled, Convenience Kits Interim Regulatory Guidance, found at www.fda.gov/cdrh/ode/convkit.html. This type of convenience kit, as listed in the guidance above, is under enforcement discretion, and does not require a premarket notification (510(k)) to market if it meets all criteria in the guidance. | This product code has been established in accordance with the May 20, 1997, Guidance entitled, Convenience Kits Interim Regulatory Guidance, found at www.fda.gov/cdrh/ode/convkit.html. This type of convenience kit, as listed in the guidance above, is under enforcement discretion, and does not require a premarket notification (510(k)) to market if it meets all criteria in the guidance. | N | N | Eligible
HO | SU | ONT | N95 Respirator With Antimicrobial/Antiviral Agent | 2 |  | N | N |  | 878.404 | 1 | A single use, disposable, NIOSH-approved respirator intended for occupational use to cover the nose and mouth of the wearer to help reduce wearer exposure to pathogenic biological particulates and has an added antimicrobial and/or antiviral agent which kills specified pathogens under specified contact conditions. | The device is an N95 respirator composed of at least 3 layers of filtration material with bands or ties to secure it to the head, a flexible noseband to insure a close fit and an added, specified antimicrobial and/or antiviral agent added to the respirator. | Device uses a combination of tight facial fit and filtration to help reduce exposure to particulate aerosols plus the addition of an antimicrobial and/or antiviral agent which kills specified pathogens under specified contact conditions | The device is worn over the nose and mouth and is intended to protect the respiratory tract from hazardous particulates | N | N | Eligible
HO | SU | ORC | Air Filter Portable Apparatus | 2 |  | N | Y |  | 878.507 | 1 | The sytem is intended to control the surgical environment to prevent bacterial contamination during surgical procedures. | A reusable mobile HEPA air filtration unit with a hose connecting to a disposable air delivery unit to be place at the surgical site. | The system uses an air supply hose connected to nozzle design that is to be mounted, or applied to the incision drape in close proximity to the surgical site to provide direct air flow blowing over the surgical incision site that helps reduce the level of ambient airborne contamination. | Surgical site. | N | N | Eligible
HO | SU | OUK | Surgical Mask With Antimicrobial/Antiviral Agent | 2 |  | N | N |  | 878.404 | 1 | A single use, disposable surgical mask for occupational use to cover the nose and mouth of the wearer to protect from the transfer of microorganisms,body fluids and particulates and has an added antimicrobial and/or antiviral agent which kills specific pathogens under specified contact conditions. | The device is a surgical mask composed of at least 3 layers of filtration material with bands or ties to secure it to the head, a flexible noseband and an added, specified antimicrobial and/or antiviral agent added to the surgical mask | Device uses a combination multiple filtration layers to protect from the transfer of microorganisms, body fluids and particulates plus the addition of an antimicrobial and/or antiviral agent which kills specified pathogensunder specified contact conditions | The device is worn over the nose and mouth and is intended to protect the respiratory tract from transfer of microorganisms, body fluids and particulates. | N | N | Eligible
HO | SU | OVR | Kit, First Aid, Talking | 1 |  | N | N |  | 878.4014 | 4 | The device provides verbal instructions pertaining to various first aid and common medical emergencies. The device does not contain any drug or supporting device that could be applied to the patient. | The device looks and functions like a programmable digital audio player, playing digital audio clips as individual digital audio files containing prerecorded, spoken First Aid information in a prescribed order (and language) as user pushes specific buttons. It is nothing more than an audio player, playing First Aid information as content. | The device works as an audio player playing various first aid instructions when buttons labeled with those first aid emergencies such as choking, burn are pressed. | The instructions are verbally relayed to the user for emergencies pertaining to CPR, Unconscious, Choking, Breathing, Allergic Reaction, Bleeding, Burns, Falls, Bone Injury, Poison, Bites, Stings, Seizures. | N | N | Eligible
HO | SU | OXZ | Pediatric/Child Facemask | 2 |  | N | N |  | 878.404 | 1 | A pediatric/child facemask is intended to be worn by the patient/child to provide protection for the respiratory tract. It is a single use, disposable device that is provided non-sterile. The facemask is recommended for use in a healthcare setting with appropriate adult supervision. | A pediatric/child facemask is constructed of nonwoven materials. A nosepiece is placed within the bindings for comfort and individualized fit. It is appropriately sized to the smaller faces of children across a diverse population. It is intended to be worn by the patient/child and is a single use, disposable device. It is intended to be worn by the pediatric patient to cover the nose and mouth to provide a barrier for the respiratory tract for microorganisms and particulate materials. | Anthrophometric data requirement | Respiratory Tract | N | N | Eligible
HO | SU | PIR | Mercy Tape 2d And 3d Models | 1 |  | N | Y |  | 878.48 | 1 | The Mercy TAPE device (2D and 3D models) is intended for use by health care professionals to estimate the body weight of pediatric patients between the ages of 2 months and 16 years, using linear measurements from specific anatomical landmarks made with the TAPE device for humeral length (HL, for the 2D model) or half-humeral length (HHL, for the 3D model) and the mid-upper arm circumference (MUAC). | The Mercy TAPE device consists of semi-durable or disposable flexible strips of coated paper, fabric or plastic tape printed with numbered bins proportional to fractional body weight of pediatric patients. | The 2D and 3D Mercy TAPE device combines the physical properties of the simple tape measure, with the intended use of the Stand-on patient scale and patient scale, which is estimation of body weight. TAPE performs this function based on an algorithm that is unique to the Mercy TAPE device. TAPE uses linear anthropometric body measurements to derive estimated body weight. | for humeral length (HL, for the 2D model) or half-humeral length (HHL, for the 3D model) and the mid-upper arm circumference (MUAC). | N | N | Eligible
HO | SU | PLY | Antimicrobial Drapes | 2 |  | N | N |  | 878.437 | 1 | Used to reduce the risk of skin flora contamination of the surgical wound during a surgical procedure. | Device is composed of transparent, breathable fluid barrier film laminated to acrylic pressure-sensitive adhesive that contains 2% CHG. Drape is on a silicone-coated release liner. | Transparent, breathable fluid barrier film laminated to acrylic adhesive that contains 2% w/w Chlorhexidine Gluconate (CHG). Adhesive drape is on a silicone-coated release liner. | skin/surgical wound | N | N | Eligible
HO | SU | PQM | Surgical Smoke Precipitator | 2 |  | N | N |  | 878.505 | 1 | The device is intended to precipitate surgical smoke to allow surgeons adequately visualize laparoscopic surgeries in the using surgical smoke/aerosolized particulate surgical tools. | The device consists of an ion delivery system and a power source. | The device is introduced into the laparoscopic site and provides the source of the ions that charge the surgical smoke particles and facilitate precipitation of surgical smoke and other aerosolized particulates | The device is intended for laparoscopic surgery sites. | N | N | Ineligible
HO | SU | PUI | Drape, Surgical, Exempt | 2 |  | N | N |  | 878.437 | 4 | This product code is the class II exempt counterpart of KKX, and was exempted, subject to the limitations of exemption, under the procedures established by the 21st Century Cures Act. This device type does not require premarket notification (510(k)) to market if it does not exceed the general limitations of exemption found in 21 CFR 878.9 and the specific limitations of exemption as stated in the �Physical State� field of this product code description. | Exemption is limited to surgical drapes that do not include an antimicrobial agent. | This product code is the class II exempt counterpart of KKX, and was exempted, subject to the limitations of exemption, under the procedures established by the 21st Century Cures Act. This device type does not require premarket notification (510(k)) to market if it does not exceed the general limitations of exemption found in 21 CFR 878.9 and the specific limitations of exemption as stated in the �Physical State� field of this product code description. | This product code is the class II exempt counterpart of KKX, and was exempted, subject to the limitations of exemption, under the procedures established by the 21st Century Cures Act. This device type does not require premarket notification (510(k)) to market if it does not exceed the general limitations of exemption found in 21 CFR 878.9 and the specific limitations of exemption as stated in the �Physical State� field of this product code description. | N | N | Eligible
HO | SU | QBW | Surgical Apparel With Material Claims | 2 |  | N | N |  | 878.404 | 1 | Surgical apparel with material claims are devices that are intended to be worn by operating room personnel during surgical procedures to protect both the surgical patient and the operating room personnel from transfer of microorganisms, body fluids, and particulate material. Surgical apparel with material claims contain components that have been constructed, treated, modified, and/or coated with substances that are intended or known to create or enhance a functional element of the device. Examples include fluid repellency, soil retention, or antimicrobial activity. | The device consists of surgical apparel consisting of textiles that are constructed, treated, modified, and/or coated with substances that are intended or known to create or enhance a functional element of the device. | The device contains specific materials that are intended to enhance inhibition of microorganism transfer, reduce soil retention, or kill microorganisms on the device surface or within the device material under specified contact conditions. | The devices are worn by the operating room personnel during surgical procedures to protect both the surgical patient and the operating room personnel from transfer of microorganisms, body fluids, and particulate material. | N | N | Ineligible
HO | SU | QGI | Air-Handling Apparatus Accessory | 1 |  | N | N |  | 878.508 | 4 | An air-handling apparatus accessory is a supplementary device that is intended to be used with an air-handling apparatus for a surgical operating room. This device provides an interface between the components of the device or can be used to switch electrical power. This generic type of device includes fittings, adapters, couplers, remote switches, and footswitches. | The accessory are made from metal or hard plastic that are either located within the parent device or on the peripheral of the parent device. | The accessory devices provide an interface between the components of the parent device. These devices are much less complex in nature than the parent device or other components which provide the surgical exhaust mechanism or conduit. | NA | N | N | Ineligible
HO | SU | QMX | Label Or Tag, Non-Sterile | 1 |  | N | N |  | 878.48 | 4 | The device is intended to assist with identification of an IV infusion line used to administer fluids and/or drug products. | Plastic label or tag | Attaches to an Infusion line for identification | Attached to administration tubing | N | N | Ineligible
HO | SU | QPC | Gown, Non-Sterile, Non-Isolation, Intended To Provide Moderate Or High Barrier Protection | 2 |  | N | N |  | 878.404 | 1 | A non-sterile, non-isolation gown intended to be worn by healthcare personnel to provide moderate or high barrier protection in non-sterile and non patient isolation situations. Gowns with antimicrobial/antiviral agents or claims are excluded. | Woven or non-woven fabric. | The end user places the gown around the body. | Body. | N | N | Ineligible
HO | SU | QSO | Medical Gowns With Chemotherapy Labeling Claims - Tested For Use With Chemotherapy Drugs | 2 |  | N | N |  | 878.404 | 1 | Medical gowns that are worn by healthcare personnel to protect both the patient and the wearer from transfer of microorganisms, body fluids, and particulate material. In addition, these gowns have been tested for permeation and breakthrough resistance against various concentrations and types of chemotherapy drugs. | Woven or non-woven fabric | Medical gowns that are worn by healthcare personnel have been tested for permeation and breakthrough resistance against various concentrations and types of chemotherapy drugs using an appropriate test method. | Body | N | N | Ineligible
HO |  | LKB | Pad, Alcohol, Device Disinfectant |  | 1 | N | N |  |  | 7 |  |  |  |  | N | N | Eligible
HO |  | LKK | Pump, Infusion, Implanted, Programmable | 3 |  | N | N |  |  | 2 |  |  |  |  | Y | N | Ineligible
HO |  | LMQ | Device, Peritoneal Access, Subcutaneous, Implanted | 3 |  | N | N |  |  | 3 |  |  |  |  | Y | N | Eligible
HO |  | LNY | Catheter, Percutaneous, Long Term, Intraspinal | 3 |  | N | N |  |  | 2 |  |  |  |  | N | N | Eligible
HO |  | LPZ | Container, Frozen Donor Tissue Storage |  | 1 | N | N |  |  | 1 |  |  |  |  | N | N | Eligible
HO |  | LSX | Controller, Closed-Loop, Blood-Pressure | 3 |  | N | N |  |  | 2 |  |  |  |  | N | N | Eligible
HO |  | LWE | Bone Marrow Collection/Transfusion Kit | 2 |  | N | N |  |  | 7 | This product code has been established in accordance with the may 20, 1997, guidance entitled, convenience kits interim regulatory guidance, found at www.fda.gov/cdrh/ode/convkit.html.This type of convenience kit, as listed in the guidance above, is under enforcement discretion, and does not require a premarket notification (510(k)) to market if it meets all criteria in the guidance. | This product code has been established in accordance with the may 20, 1997, guidance entitled, convenience kits interim regulatory guidance, found at www.fda.gov/cdrh/ode/convkit.html.This type of convenience kit, as listed in the guidance above, is under enforcement discretion, and does not require a premarket notification (510(k)) to market if it meets all criteria in the guidance. | This product code has been established in accordance with the may 20, 1997, guidance entitled, convenience kits interim regulatory guidance, found at www.fda.gov/cdrh/ode/convkit.html.This type of convenience kit, as listed in the guidance above, is under enforcement discretion, and does not require a premarket notification (510(k)) to market if it meets all criteria in the guidance. | This product code has been established in accordance with the may 20, 1997, guidance entitled, convenience kits interim regulatory guidance, found at www.fda.gov/cdrh/ode/convkit.html.This type of convenience kit, as listed in the guidance above, is under enforcement discretion, and does not require a premarket notification (510(k)) to market if it meets all criteria in the guidance. | N | N | Eligible
HO |  | MQT | Pump, Drug Administration, Closed Loop | 3 |  | N | N |  |  | 2 |  |  |  |  | N | N | Ineligible
HO |  | PGO | Anti-Stick Glass Syringe |  | 3 | N | N |  |  | 3 | Single use devices that are indicated for use as an accessory with sterile 1ML long staked needle prefilled ISO standard glass syringes to aid in the protection of healthcare professionals, patients who self-inject, doctor prescribed medications, and individuals that assist self-injecting patients from accidental needle sticks. Can be used on a wide range of patients including children and adults. | Cone shaped version | Self injected needle | Body | N | N | Eligible
HO |  | POT | Lockbox (Export Only) |  | 3 | N | N |  |  | 3 | The lockbox is intended to hold an infusion pump and keep the medication syringe contained within the pump relatively secure. | lockbox is a clear polycarbonate enclosure with a window to access the interface keys on the infusion pump. It has a lockable front door, a carry handle and a lockable pole clamp. | The lockbox is an accessory to an infusion Pump. It has a lockable front door and may be attached to an IV pole with a lockable pole clamp. The lockbox is a polycarbonate enclosure made to relatively secure access to the pump and the syringe containing medication within the pump. | Medication | N | N | Eligible
HO |  | PWC | General Wellness Product |  | 6 | Y | N |  |  | 7 | General wellness product as detailed in the guidance for purposes of imports only: https://www.fda.gov/downloads/medicaldevices/deviceregulationandguidance/guidancedocuments/ucm429674.pdf | General wellness product as detailed in the guidance for purposes of imports only: https://www.fda.gov/downloads/medicaldevices/deviceregulationandguidance/guidancedocuments/ucm429674. | General wellness product as detailed in the guidance for purposes of imports only: https://www.fda.gov/downloads/medicaldevices/deviceregulationandguidance/guidancedocuments/ucm429674. | General wellness product as detailed in the guidance for purposes of imports only: https://www.fda.gov/downloads/medicaldevices/deviceregulationandguidance/guidancedocuments/ucm429674. | N | N | Ineligible
HO |  | QIX | System, Transdermal Delivery, Cder Or Cber Led |  | 4 | N | N |  |  | 3 | Drug delivery systems designed to deliver at least one therapeutically active ingredient (drug substance) across the skin for systemic effect. | Drug delivery systems designed to deliver at least one therapeutically active ingredient (drug substance) across the skin for systemic effect. | Drug delivery systems designed to deliver at least one therapeutically active ingredient (drug substance) across the skin for systemic effect. | Skin. | N | N | Ineligible
HO |  | QIY | Nasal Spray, Systemic Delivery, Cder Or Cber Led |  | 4 | N | N |  |  | 3 | Nasal spray for systemic delivery of drug substance. | Nasal spray for systemic delivery of drug substance. | Nasal spray for systemic delivery of drug substance. | Nasal spray for systemic delivery of drug substance. | N | N | Ineligible
HO |  | QIZ | Material, Implantable For Controlled Release, Cder Or Cber Led |  | 4 | N | N |  |  | 3 | Implantable material for controlled release of drug substance. | Implantable material for controlled release of drug substance. | Implantable material for controlled release of drug substance. | Implantable material for controlled release of drug substance. | N | N | Ineligible
HO |  | QKR | Face Mask Within The Scope Of The Face Mask And Barrier Face Covering Enforcement Policy Or Face Mask Umbrella Eua |  | 6 | Y | N |  |  | 7 | Face mask is intended to be worn by general public or healthcare personnel and excludes air purifying respirators. The mask covers the user's nose and mouth and may or may not meet fluid barrier or filtration efficiency levels. The device is either subject to the Enforcement Policy for Face Masks and Barrier Face Coverings During the Coronavirus Disease (COVID-19) Public Health Emergency, available at https://www.fda.gov/regulatory-information/search-fda-guidance-documents/enforcement-policy-face-masks-and-barrier-face-coverings-during-coronavirus-disease-covid-19-public, provided that the device does not create undue risk by following the recommendations for this device type outlined in the guidance, or to the Face Mask Umbrella EUA, available at https://www.fda.gov/media/137121/download | Solid materials. | Physical barrier to materials. | Nose and mouth | N | N | Ineligible
HO |  | QKU | Non-Niosh-Approved Disposable Filtering Facepiece Respirators (Ffrs) |  | 11 | N | N |  |  | 8 | For use in healthcare settings by healthcare personnel when used in accordance with CDC recommendations to prevent wearer exposure to pathogenic biological airborne particulates during FFR shortages resulting from the COVID-19 outbreak (see: https://www.fda.gov/media/136403/download) (also see: https://www.fda.gov/media/136664/download). *This excludes NIOSH-approved respirators that are under EUA *This includes authorized KN95s from China under EUA *This excludes KN95s imported under enforcement discretion that don�t have EUA *This includes all authorized non-NIOSH-approved FFRs under EUA | A facial mask with an N95 filter. | The user places the strap in place to hold the mask over the nose and mouth. | Face. | N | N | Ineligible
HO |  | QKY | Decontamination Systems For N95 Respirators |  | 11 | N | N |  |  | 8 | Device intended to decontaminate compatible N95 or N95-equivalent respirators for their reuse by healthcare professionals during the declared public health emergency. | Sterilization or disinfection system | Sterilization or disinfection | Previously used N95 or N95-equivalent respirators | N | N | Ineligible
HO |  | QLD | Protective Barrier Enclosure |  | 11 | N | N |  |  | 8 | A transparent device designed to cover a patient's head and upper body and incorporates one or more ports through which the HCP's hands are passed to perform medical procedures. Device provides extra layer of barrier protection, in addition to PPE, during the declared public health emergency. | Protective Barrier Enclosure | Protective Barrier Enclosure | Infection Control | N | N | Ineligible
HO |  | QLE | Protective Barrier Enclosure With Negative Pressure |  | 11 | N | N |  |  | 8 | A barrier device with negative pressure which partially or fully covers a patient to prevent HCP exposure to pathogenic biological airborne particulates. These barrier devices include ports for medical care and/or procedures. Device intended to be used during declared public health emergency. | Protective Barrier Enclosure with Negative Pressure | Protective Barrier Enclosure with Negative Pressure | Infection Control | N | N | Ineligible
HO |  | QMF | Mask, Surgical, Eua Authorized |  | 11 | N | N |  |  | 8 | Surgical masks for use in healthcare settings by HCP as PPE to provide a physical barrier to fluids and particulate materials to prevent HCP exposure to respiratory droplets and large particles during surgical mask shortages resulting from the declared public health emergency. Surgical masks that have been designed, evaluated, and validated consistent with the conditions set forth in FDA's EUA Authorization letter for these devices and that are not excluded from the scope and are not authorized under the EUA. | Face mask. | Used to cover the face. | Face. | N | N | Ineligible
HO |  | QOZ | Barrier Face Covering Within The Scope Of The Face Mask And Barrier Face Covering Enforcement Policy |  | 6 | N | N |  |  | 7 | A barrier face covering is a product worn on the face, specifically covering at least the wearer�s nose and mouth, with the primary purpose of providing source control and to provide a degree of particulate filtration to reduce the amount of inhaled particulate matter. The device is subject to the Enforcement Policy for Face Masks and Barrier Face Coverings During the Coronavirus Disease (COVID-19) Public Health Emergency, available https://www.fda.gov/regulatory-information/search-fda-guidance-documents/enforcement-policy-face-masks-and-barrier-face-coverings-during-coronavirus-disease-covid-19-public, provided that the device does not create undue risk by following the recommendations for this device type outlined in the guidance. | Solid materials. | Physical barrier to materials. | Nose and mouth. | N | N | Ineligible
HO |  | QPK | Eua Faceshields |  | 11 | N | N |  |  | 7 | Authorized faceshields intended for use during the declared public health emergency. | n/a | n/a | n/a | N | N | Ineligible
HO |  | QZT | Gowns And Other Apparel |  | 11 | N | N |  |  | 8 | Gowns and other apparel are authorized under the EUA for use by HCPs in healthcare settings in accordance with CDC recommendations to protect both HCPs and patients from the transfer of SARS-CoV-2 in low or minimal risk level situations to prevent the spread of COVID-19. | Solid material. | Physical barrier to materials. | N/A | N | N | Ineligible
IM | CH | OUE | Micro Total Analysis Instrument System | 2 |  | N | N |  | 862.257 | 4 | A micro total analysis instrument system is a clinical multiplex instrument intended to measure and sort signals generated by fluorescently-labeled immune complexes from a clinical sample on a microcapillary chip. Signals may be quantified using laser-induced-fluorescence detection using filters on a photodiode or other detector. It may integrate microfluidic chips with discrete zones for clinical sample and assay reagents; capillary electrophoresis; reagent handling system; dedicated instrument control; data acquisition software; raw data storage mechanisms; and other essential hardware components and signal reader unit. It is used with specific assays to comprise an assay test system. | Should not include microarray systems or standard immunoelectrophoresis systems. | A micro total analysis instrument system is an automated instrument for clinical multiplex test systems which uses electrokinetic mixing and isotachophoresis on a microfluidic chip to create immune complexes between target analyte(s) from a clinical specimen and fluorescently labeled antibodies. The complexes are detected and quantified using laser-induced-fluorescence detection after capillary gel electrophoresis. The chips contain discrete zones for loading and mixing the sample and assay reagents and for electrophoretic separation. It includes an automated chip loading and transport mechanism, reagent handling (fluidic) system, electrophoresis power supply, control and monitorin | N/A | N | N | Eligible
IM | HE | LIZ | Assay, T Lymphocyte Surface Marker | 2 |  | N | Y |  | 864.522 | 1 |  |  |  |  | N | N | Eligible
IM | HE | LJD | Assay, B Lymphocyte Marker | 2 |  | N | Y |  | 864.522 | 1 |  |  |  |  | N | N | Eligible
IM | HE | NID | Assay, Proliferation, In Vitro, T Lymphocyte | 2 |  | N | Y |  | 864.522 | 1 | A device measuring the constituents of dividing DNA or other pre-division cellular constituents to classify the ability of T lymphocytes (a type of normal white blood mononuclear cell) to divide or proliferate in response to specific or non-specific added stimulants. The T lymphocytes may be normal in number or abnormally low in number due to a natural or induced immunosuppressed state in the patient. |  |  |  | N | N | Eligible
IM | HE | PDX | Flow Cytometry Calibrator | 2 |  | N | Y |  | 864.522 | 1 | Flow cytometer calibrators are polystyrene or other particles whose defined characteristics (e.g. number, size, scatter or fluorescence intensity) is used to standardize instrumentation or to quantify other particles or analytes measured by flow cytometers. | Beads for performing absolute counts of cells in suspension by flow cytometry Beads for standardizing flow cytometers Beads that are used to calibrate fluorescence intensity to quantify ligand binding or fluorogenic assays performed by flow cytometry Beads that are used to perform calibration in addition to quality control of flow cytometric assays. SHOULD NOT INCLUDE beads that are only used for quality control | Bead associated fluorescence or scattered light is used to determine the number of other particles in solution ratio-metrically and to calibrate fluorescence intensity scales on a flow cytometer to standardize measures. | Peripheral blood | N | N | Eligible
IM | IM | CFF | Immunoelectrophoretic, Immunoglobulins, (G, A, M) | 2 |  | N | Y |  | 866.551 | 1 |  |  |  |  | N | N | Eligible
IM | IM | CFN | Method, Nephelometric, Immunoglobulins (G, A, M) | 2 |  | N | Y |  | 866.551 | 1 |  |  |  |  | N | N | Eligible
IM | IM | CFQ | Radioimmunoassay, Immunoglobulins (G, A, M) | 2 |  | N | Y |  | 866.551 | 1 |  |  |  |  | N | N | Eligible
IM | IM | CGM | Method, Immunodiffusion, Immunoglobulins (G, A, M) | 2 |  | N | Y |  | 866.551 | 1 |  |  |  |  | N | N | Eligible
IM | IM | CHN | Immunochemical, Ceruloplasmin | 2 |  | N | N |  | 866.521 | 4 |  |  |  |  | N | N | Eligible
IM | IM | CZJ | Igd, Antigen, Antiserum, Control | 2 |  | N | Y |  | 866.551 | 1 |  |  |  |  | N | N | Eligible
IM | IM | CZK | Iga, Rhodamine, Antigen, Antiserum, Control | 2 |  | N | Y |  | 866.551 | 1 |  |  |  |  | N | N | Eligible
IM | IM | CZL | Iga, Peroxidase, Antigen, Antiserum, Control | 2 |  | N | Y |  | 866.551 | 1 |  |  |  |  | N | N | Eligible
IM | IM | CZM | Iga, Ferritin, Antigen, Antiserum, Control | 2 |  | N | Y |  | 866.551 | 1 |  |  |  |  | N | N | Eligible
IM | IM | CZN | Iga, Fitc, Antigen, Antiserum, Control | 2 |  | N | Y |  | 866.551 | 1 |  |  |  |  | N | N | Eligible
IM | IM | CZO | Inter-Alpha Trypsin Inhibitor, Antigen, Antiserum, Control | 1 |  | N | N |  | 866.589 | 4 |  |  |  |  | N | N | Eligible
IM | IM | CZP | Iga, Antigen, Antiserum, Control | 2 |  | N | Y |  | 866.551 | 1 |  |  |  |  | N | N | Eligible
IM | IM | CZQ | Bence-Jones Protein, Antigen, Antiserum, Control | 2 |  | N | Y |  | 866.515 | 1 |  |  |  |  | N | N | Eligible
IM | IM | CZR | Hemopexin, Rhodamine, Antigen, Antiserum, Control | 2 |  | N | N |  | 866.549 | 4 |  |  |  |  | N | N | Eligible
IM | IM | CZS | Retinol-Binding Protein, Antigen, Antiserum, Control | 1 |  | N | N |  | 866.5765 | 4 |  |  |  |  | N | N | Eligible
IM | IM | CZT | Hemopexin, Fitc, Antigen, Antiserum, Control | 2 |  | N | N |  | 866.549 | 4 |  |  |  |  | N | N | Eligible
IM | IM | CZW | Complement C3, Antigen, Antiserum, Control | 2 |  | N | Y |  | 866.524 | 1 |  |  |  |  | N | N | Eligible
IM | IM | CZX | Hemopexin, Antigen, Antiserum, Control | 2 |  | N | N |  | 866.549 | 4 |  |  |  |  | N | N | Eligible
IM | IM | CZY | Complement C1s, Antigen, Antiserum, Control | 2 |  | N | Y |  | 866.524 | 1 |  |  |  |  | N | N | Eligible
IM | IM | CZZ | Haptoglobin, Rhodamine, Antigen, Antiserum, Control | 2 |  | N | N |  | 866.546 | 4 |  |  |  |  | N | N | Eligible
IM | IM | DAB | Haptoglobin, Fitc, Antigen, Antiserum, Control | 2 |  | N | N |  | 866.546 | 4 |  |  |  |  | N | N | Eligible
IM | IM | DAC | Complement C3b Activator, Antigen, Antiserum, Control | 2 |  | N | Y |  | 866.526 | 1 |  |  |  |  | N | N | Eligible
IM | IM | DAD | Haptoglobin, Antigen, Antiserum, Control | 2 |  | N | N |  | 866.546 | 4 |  |  |  |  | N | N | Eligible
IM | IM | DAE | Complement C9, Antigen, Antiserum, Control | 2 |  | N | Y |  | 866.524 | 1 |  |  |  |  | N | N | Eligible
IM | IM | DAF | Gamma Globulin, Fitc, Antigen, Antiserum, Control | 2 |  | N | Y |  | 866.551 | 1 |  |  |  |  | N | N | Eligible
IM | IM | DAG | Complement C8, Antigen, Antiserum, Control | 2 |  | N | Y |  | 866.524 | 1 |  |  |  |  | N | N | Eligible
IM | IM | DAH | Gamma Globulin, Antigen, Antiserum, Control | 2 |  | N | Y |  | 866.551 | 1 |  |  |  |  | N | N | Eligible
IM | IM | DAI | Complement C1r, Antigen, Antiserum, Control | 2 |  | N | Y |  | 866.524 | 1 |  |  |  |  | N | N | Eligible
IM | IM | DAJ | Free Secretory Component, Antigen, Antiserum, Control | 2 |  | N | N |  | 866.538 | 4 |  |  |  |  | N | N | Eligible
IM | IM | DAK | Complement C1q, Antigen, Antiserum, Control | 2 |  | N | Y |  | 866.524 | 1 |  |  |  |  | N | N | Eligible
IM | IM | DAL | Fraction Iv-5, Antigen, Antiserum, Control | 1 |  | N | N |  | 866.536 | 4 |  |  |  |  | N | N | Eligible
IM | IM | DAM | Hemoglobin, Chain Specific, Antigen, Antiserum, Control | 2 |  | N | N |  | 866.547 | 4 |  |  |  |  | N | N | Eligible
IM | IM | DAN | Fibrinopeptide A, Antigen, Antiserum, Control | 2 |  | N | Y |  | 866.535 | 1 |  |  |  |  | N | N | Eligible
IM | IM | DAO | Igm (Mu Chain Specific), Antigen, Antiserum, Control | 2 |  | N | Y |  | 866.555 | 1 |  |  |  |  | N | N | Eligible
IM | IM | DAQ | Igg (Fd Fragment Specific), Antigen, Antiserum, Control | 1 |  | N | N |  | 866.554 | 4 |  |  |  |  | N | N | Eligible
IM | IM | DAS | Igg (Fc Fragment Specific), Antigen, Antiserum, Control | 1 |  | N | N |  | 866.553 | 4 |  |  |  |  | N | N | Eligible
IM | IM | DAW | Alpha-2-Ap-Glycoprotein, Antigen, Antiserum, Control | 1 |  | N | N |  | 866.5425 | 4 |  |  |  |  | N | N | Eligible
IM | IM | DAY | Complement C5, Antigen, Antiserum, Control | 2 |  | N | Y |  | 866.524 | 1 |  |  |  |  | N | N | Eligible
IM | IM | DBA | Complement C1 Inhibitor (Inactivator), Antigen, Antiserum, Control | 2 |  | N | Y |  | 866.525 | 1 |  |  |  |  | N | N | Eligible
IM | IM | DBC | Alpha 2, 2n-Glycoprotein, Antigen, Antiserum, Control | 1 |  | N | N |  | 866.5425 | 4 |  |  |  |  | N | N | Eligible
IM | IM | DBE | Antismooth Muscle Antibody, Indirect Immunofluorescent, Antigen, Control | 2 |  | N | Y |  | 866.512 | 1 |  |  |  |  | N | N | Eligible
IM | IM | DBF | Ferritin, Antigen, Antiserum, Control | 2 |  | N | Y |  | 866.534 | 1 |  |  |  |  | N | N | Eligible
IM | IM | DBH | Fc, Rhodamine, Antigen, Antiserum, Control | 1 |  | N | N |  | 866.553 | 4 |  |  |  |  | N | N | Eligible
IM | IM | DBI | Complement C4, Antigen, Antiserum, Control | 2 |  | N | Y |  | 866.524 | 1 |  |  |  |  | N | N | Eligible
IM | IM | DBJ | Antiparietal Antibody, Indirect Immunofluorescent, Antigen, Control | 2 |  | N | Y |  | 866.511 | 1 |  |  |  |  | N | N | Eligible
IM | IM | DBK | Fc, Fitc, Antigen, Antiserum, Control | 1 |  | N | N |  | 866.553 | 4 |  |  |  |  | N | N | Eligible
IM | IM | DBL | Multiple Autoantibodies, Indirect Immunofluorescent, Antigen, Control | 2 |  | N | Y |  | 866.566 | 1 |  |  |  |  | N | N | Eligible
IM | IM | DBM | Antimitochondrial Antibody, Indirect Immunofluorescent, Antigen, Control | 2 |  | N | Y |  | 866.509 | 1 |  |  |  |  | N | N | Eligible
IM | IM | DBN | Fc, Antigen, Antiserum, Control | 1 |  | N | N |  | 866.553 | 4 |  |  |  |  | N | N | Eligible
IM | IM | DBY | Fab, Rhodamine, Antigen, Antiserum, Control | 1 |  | N | N |  | 866.552 | 4 |  |  |  |  | N | N | Eligible
IM | IM | DCB | Fab, Fitc, Antigen, Antiserum, Control | 1 |  | N | N |  | 866.552 | 4 |  |  |  |  | N | N | Eligible
IM | IM | DCE | Fab, Antigen, Antiserum, Control | 1 |  | N | N |  | 866.552 | 4 |  |  |  |  | N | N | Eligible
IM | IM | DCF | Albumin, Antigen, Antiserum, Control | 2 |  | N | N |  | 866.504 | 4 |  |  |  |  | N | N | Eligible
IM | IM | DCH | System, Test, C-Reactive Protein, Rhodamine | 2 |  | N | Y |  | 866.527 | 1 |  |  |  |  | N | N | Eligible
IM | IM | DCJ | Beta-Globulin, Antigen, Antiserum, Control | 1 |  | N | N |  | 866.516 | 4 |  |  |  |  | N | N | Eligible
IM | IM | DCK | C-Reactive Protein, Antigen, Antiserum, And Control | 2 |  | N | Y |  | 866.527 | 1 |  |  |  |  | N | N | Eligible
IM | IM | DCN | System, Test, C-Reactive Protein | 2 |  | N | Y |  | 866.527 | 1 |  |  |  |  | N | N | Eligible
IM | IM | DCO | Alpha-Globulin, Antigen, Antiserum, Control | 1 |  | N | N |  | 866.54 | 4 |  |  |  |  | N | N | Eligible
IM | IM | DCT | Ceruloplasmin, Rhodamine, Antigen, Antiserum, Control | 2 |  | N | N |  | 866.521 | 4 |  |  |  |  | N | N | Eligible
IM | IM | DCY | Ceruloplasmin, Fitc, Antigen, Antiserum, Control | 2 |  | N | N |  | 866.521 | 4 |  |  |  |  | N | N | Eligible
IM | IM | DDB | Ceruloplasmin, Antigen, Antiserum, Control | 2 |  | N | N |  | 866.521 | 4 |  |  |  |  | N | N | Eligible
IM | IM | DDC | Thyroglobulin, Antigen, Antiserum, Control | 2 |  | N | Y |  | 866.587 | 1 |  |  |  |  | N | N | Ineligible
IM | IM | DDD | Transferrin, Rhodamine, Antigen, Antiserum, Control | 2 |  | N | Y |  | 866.588 | 1 |  |  |  |  | N | N | Eligible
IM | IM | DDG | Transferrin, Antigen, Antiserum, Control | 2 |  | N | Y |  | 866.588 | 1 |  |  |  |  | N | N | Eligible
IM | IM | DDI | Transferrin, Fitc, Antigen, Antiserum, Control | 2 |  | N | Y |  | 866.588 | 1 |  |  |  |  | N | N | Eligible
IM | IM | DDJ | Thyroglobulin, Fitc, Antigen, Antiserum, Control | 2 |  | N | Y |  | 866.587 | 1 |  |  |  |  | N | N | Eligible
IM | IM | DDK | Beta-2-Glycoprotein Iii, Antigen, Antiserum, Control | 1 |  | N | N |  | 866.544 | 4 |  |  |  |  | N | N | Eligible
IM | IM | DDL | Thyroglobulin, Rhodamine, Antigen, Antiserum, Control | 2 |  | N | Y |  | 866.587 | 1 |  |  |  |  | N | N | Eligible
IM | IM | DDN | Beta-2-Glycoprotein I, Antigen, Antiserum, Control | 1 |  | N | N |  | 866.543 | 4 |  |  |  |  | N | N | Eligible
IM | IM | DDO | Myoglobin, Rhodamine, Antigen, Antiserum, Control | 2 |  | N | Y |  | 866.568 | 1 |  |  |  |  | N | N | Eligible
IM | IM | DDR | Myoglobin, Antigen, Antiserum, Control | 2 |  | N | Y |  | 866.568 | 1 |  |  |  |  | N | N | Eligible
IM | IM | DDS | Prealbumin, Fitc, Antigen, Antiserum, Control | 1 |  | N | N |  | 866.506 | 4 |  |  |  |  | N | N | Eligible
IM | IM | DDT | Alpha-2-Macroglobulin, Rhodamine, Antigen, Antiserum, Control | 2 |  | N | N |  | 866.562 | 4 |  |  |  |  | N | N | Eligible
IM | IM | DDY | Alpha-2-Macroglobulin, Fitc, Antigen, Antiserum, Control | 2 |  | N | N |  | 866.562 | 4 |  |  |  |  | N | N | Eligible
IM | IM | DDZ | Albumin, Fitc, Antigen, Antiserum, Control | 2 |  | N | N |  | 866.504 | 4 |  |  |  |  | N | N | Eligible
IM | IM | DEA | Myoglobin, Fitc, Antigen, Antiserum, Control | 2 |  | N | Y |  | 866.568 | 1 |  |  |  |  | N | N | Eligible
IM | IM | DEB | Alpha-2-Macroglobulin, Antigen, Antiserum, Control | 2 |  | N | N |  | 866.562 | 4 |  |  |  |  | N | N | Eligible
IM | IM | DEC | Inter-Alpha Trypsin Inhibitor, Fitc, Antigen, Antiserum, Control | 1 |  | N | N |  | 866.589 | 4 |  |  |  |  | N | N | Eligible
IM | IM | DEF | Alpha-2-Hs-Glycoprotein, Antigen, Antiserum, Control | 1 |  | N | N |  | 866.5425 | 4 |  |  |  |  | N | N | Eligible
IM | IM | DEG | Lactoferrin, Antigen, Antiserum, Control | 1 |  | N | N |  | 866.557 | 4 |  |  |  |  | N | N | Eligible
IM | IM | DEH | Lambda, Antigen, Antiserum, Control | 2 |  | N | Y |  | 866.555 | 1 |  |  |  |  | N | N | Eligible
IM | IM | DEI | Alpha-1-Antitrypsin, Fitc, Antigen, Antiserum, Control | 2 |  | N | Y |  | 866.513 | 1 |  |  |  |  | N | N | Eligible
IM | IM | DEJ | Alpha-2-Glycoproteins, Antigen, Antiserum, Control | 1 |  | N | N |  | 866.5425 | 4 |  |  |  |  | N | N | Eligible
IM | IM | DEK | Kappa, Rhodamine, Antigen, Antiserum, Control | 2 |  | N | Y |  | 866.555 | 1 |  |  |  |  | N | N | Eligible
IM | IM | DEL | Lipoprotein X, Antigen, Antiserum, Control | 1 |  | N | N |  | 866.559 | 4 |  |  |  |  | N | N | Eligible
IM | IM | DEM | Alpha-1-Antitrypsin, Antigen, Antiserum, Control | 2 |  | N | Y |  | 866.513 | 1 |  |  |  |  | N | N | Eligible
IM | IM | DEN | Alpha-1-T-Glycoprotein, Antigen, Antiserum, Control | 1 |  | N | N |  | 866.542 | 4 |  |  |  |  | N | N | Eligible
IM | IM | DEO | Kappa, Fitc, Antigen, Antiserum, Control | 2 |  | N | Y |  | 866.555 | 1 |  |  |  |  | N | N | Eligible
IM | IM | DER | Alpha-1-Lipoprotein, Antigen, Antiserum, Control | 2 |  | N | Y |  | 866.558 | 1 |  |  |  |  | N | N | Eligible
IM | IM | DES | Lambda, Fitc, Antigen, Antiserum, Control | 2 |  | N | Y |  | 866.555 | 1 |  |  |  |  | N | N | Eligible
IM | IM | DET | Lactic Dehydrogenase, Antigen, Antiserum, Control | 1 |  | N | N |  | 866.556 | 4 |  |  |  |  | N | N | Eligible
IM | IM | DEW | Igg, Antigen, Antiserum, Control | 2 |  | N | Y |  | 866.551 | 1 |  |  |  |  | N | N | Eligible
IM | IM | DEX | Alpha-1-B-Glycoprotein, Antigen, Antiserum, Control | 1 |  | N | N |  | 866.542 | 4 |  |  |  |  | N | N | Eligible
IM | IM | DEZ | Igm, Rhodamine, Antigen, Antiserum, Control | 2 |  | N | Y |  | 866.555 | 1 |  |  |  |  | N | N | Eligible
IM | IM | DFB | Alpha-1-Antitrypsin, Rhodamine, Antigen, Antiserum, Control | 2 |  | N | Y |  | 866.513 | 1 |  |  |  |  | N | N | Eligible
IM | IM | DFC | Lipoprotein, Low-Density, Antigen, Antiserum, Control | 2 |  | N | Y |  | 866.56 | 1 |  |  |  |  | N | N | Eligible
IM | IM | DFF | Alpha-1-Antichymotrypsin, Antigen, Antiserum, Control | 2 |  | N | Y |  | 866.508 | 1 |  |  |  |  | N | N | Eligible
IM | IM | DFG | Lambda, Rhodamine, Antigen, Antiserum, Control | 2 |  | N | Y |  | 866.555 | 1 |  |  |  |  | N | N | Eligible
IM | IM | DFH | Kappa, Antigen, Antiserum, Control | 2 |  | N | Y |  | 866.555 | 1 |  |  |  |  | N | N | Eligible
IM | IM | DFI | Total Spinal-Fluid, Antigen, Antiserum, Control | 1 |  | N | N |  | 866.586 | 4 |  |  |  |  | N | N | Eligible
IM | IM | DFJ | Albumin, Rhodamine, Antigen, Antiserum, Control | 2 |  | N | N |  | 866.504 | 4 |  |  |  |  | N | N | Eligible
IM | IM | DFK | Igg (Fab Fragment Specific), Antigen, Antiserum, Control | 1 |  | N | N |  | 866.552 | 4 |  |  |  |  | N | N | Eligible
IM | IM | DFL | Igm, Ferritin, Antigen, Antiserum, Control | 2 |  | N | Y |  | 866.555 | 1 |  |  |  |  | N | N | Eligible
IM | IM | DFM | Ige, Ferritin, Antigen, Antiserum, Control | 2 |  | N | Y |  | 866.551 | 1 |  |  |  |  | N | N | Eligible
IM | IM | DFO | Igg, Rhodamine, Antigen, Antiserum, Control | 2 |  | N | Y |  | 866.551 | 1 |  |  |  |  | N | N | Eligible
IM | IM | DFQ | Sperm, Antigen, Antiserum, Control | 1 |  | N | N |  | 866.58 | 4 |  |  |  |  | N | N | Eligible
IM | IM | DFS | Igm, Fitc, Antigen, Antiserum, Control | 2 |  | N | Y |  | 866.555 | 1 |  |  |  |  | N | N | Eligible
IM | IM | DFT | Igm, Antigen, Antiserum, Control | 2 |  | N | Y |  | 866.555 | 1 |  |  |  |  | N | N | Eligible
IM | IM | DFX | Sperm, Fitc, Antigen, Antiserum, Control | 1 |  | N | N |  | 866.58 | 4 |  |  |  |  | N | N | Eligible
IM | IM | DFZ | Igg (Gamma Chain Specific), Antigen, Antiserum, Control | 2 |  | N | Y |  | 866.551 | 1 |  |  |  |  | N | N | Eligible
IM | IM | DGA | Cohn Fraction Ii, Antigen, Antiserum, Control | 1 |  | N | N |  | 866.522 | 4 |  |  |  |  | N | N | Eligible
IM | IM | DGC | Ige, Antigen, Antiserum, Control | 2 |  | N | Y |  | 866.551 | 1 |  |  |  |  | N | N | Eligible
IM | IM | DGD | Igg, Ferritin, Antigen, Antiserum, Control | 2 |  | N | Y |  | 866.551 | 1 |  |  |  |  | N | N | Eligible
IM | IM | DGE | Igd, Rhodamine, Antigen, Antiserum, Control | 2 |  | N | Y |  | 866.551 | 1 |  |  |  |  | N | N | Eligible
IM | IM | DGG | Igd, Fitc, Antigen, Antiserum, Control | 2 |  | N | Y |  | 866.551 | 1 |  |  |  |  | N | N | Eligible
IM | IM | DGI | Breast Milk, Rhodamine, Antigen, Antiserum, Control | 1 |  | N | N |  | 866.517 | 4 |  |  |  |  | N | N | Eligible
IM | IM | DGJ | Colostrum, Antigen, Antiserum, Control | 1 |  | N | N |  | 866.523 | 4 |  |  |  |  | N | N | Eligible
IM | IM | DGK | Igg, Fitc, Antigen, Antiserum, Control | 2 |  | N | Y |  | 866.551 | 1 |  |  |  |  | N | N | Eligible
IM | IM | DGL | Ige, Rhodamine, Antigen, Antiserum, Control | 2 |  | N | Y |  | 866.551 | 1 |  |  |  |  | N | N | Eligible
IM | IM | DGM | Breast Milk, Antigen, Antiserum, Control | 1 |  | N | N |  | 866.517 | 4 |  |  |  |  | N | N | Eligible
IM | IM | DGN | Breast Milk, Fitc, Antigen, Antiserum, Control | 1 |  | N | N |  | 866.517 | 4 |  |  |  |  | N | N | Eligible
IM | IM | DGP | Ige, Fitc, Antigen, Antiserum, Control | 2 |  | N | Y |  | 866.551 | 1 |  |  |  |  | N | N | Eligible
IM | IM | DGW | System, Test, Hypersensitivity Pneumonitis | 2 |  | N | Y |  | 866.55 | 1 |  |  |  |  | N | N | Eligible
IM | IM | DGX | Ng1m(A), Antigen, Antiserum, Control | 1 |  | N | N |  | 866.5065 | 4 |  |  |  |  | N | N | Eligible
IM | IM | DHB | System, Test, Radioallergosorbent (Rast) Immunological | 2 |  | N | Y |  | 866.575 | 1 |  |  |  |  | N | N | Eligible
IM | IM | DHC | System, Test, Systemic Lupus Erythematosus | 2 |  | N | Y |  | 866.582 | 1 |  |  |  |  | N | N | Eligible
IM | IM | DHI | Ng3m(Bo), Antigen, Antiserum, Control | 1 |  | N | N |  | 866.5065 | 4 |  |  |  |  | N | N | Eligible
IM | IM | DHL | Protein, Complement, Antigen, Antiserum, Control | 1 |  | N | N |  | 866.41 | 4 |  |  |  |  | N | N | Eligible
IM | IM | DHN | Antinuclear Antibody, Indirect Immunofluorescent, Antigen, Control | 2 |  | N | Y |  | 866.51 | 1 |  |  |  |  | N | N | Eligible
IM | IM | DHQ | Ng3m(G), Antigen, Antiserum, Control | 1 |  | N | N |  | 866.5065 | 4 |  |  |  |  | N | N | Eligible
IM | IM | DHR | System, Test, Rheumatoid Factor | 2 |  | N | Y |  | 866.5775 | 1 |  |  |  |  | N | N | Eligible
IM | IM | DHX | System, Test, Carcinoembryonic Antigen | 2 |  | N | Y |  | 866.601 | 1 |  |  |  |  | N | N | Ineligible
IM | IM | DHY | Ng4m(A), Antigen, Antiserum, Control | 1 |  | N | N |  | 866.5065 | 4 |  |  |  |  | N | N | Eligible
IM | IM | JFQ | P-Phenyl-Enediamine/Edta (Spectrophotometric), Ceruloplasmin | 2 |  | N | N |  | 866.521 | 4 |  |  |  |  | N | N | Eligible
IM | IM | JFR | Indirect Copper Assay, Ceruloplasmin | 2 |  | N | N |  | 866.521 | 4 |  |  |  |  | N | N | Eligible
IM | IM | JHR | Radioimmunoassay, Immunoglobulins (D, E) | 2 |  | N | Y |  | 866.551 | 1 |  |  |  |  | N | N | Eligible
IM | IM | JKM | Immunochemical, Bence-Jones Protein | 2 |  | N | Y |  | 866.515 | 1 |  |  |  |  | N | N | Eligible
IM | IM | JNL | Immunochemical, Thyroglobulin Autoantibody | 2 |  | N | Y |  | 866.587 | 1 |  |  |  |  | N | N | Ineligible
IM | IM | JNM | Immunochemical, Transferrin | 2 |  | N | Y |  | 866.588 | 1 |  |  |  |  | N | N | Eligible
IM | IM | JZG | System, Test, Beta-2-Microglobulin Immunological | 2 |  | N | N |  | 866.563 | 4 |  |  |  |  | N | N | Eligible
IM | IM | JZH | Factor B, Antigen, Antiserum, Control | 2 |  | N | N |  | 866.532 | 4 |  |  |  |  | N | N | Eligible
IM | IM | JZJ | Prealbumin, Antigen, Antiserum, Control | 1 |  | N | N |  | 866.506 | 4 |  |  |  |  | N | N | Eligible
IM | IM | JZO | System, Test, Thyroid Autoantibody | 2 |  | N | Y |  | 866.587 | 1 |  |  |  |  | N | N | Ineligible
IM | IM | JZP | Plates, Ouchterlony Agar | 1 |  | N | N |  | 866.46 | 4 |  |  |  |  | N | N | Eligible
IM | IM | JZQ | Plates And Equipment, Radial Immunodiffusion | 1 |  | N | N |  | 866.48 | 4 |  |  |  |  | N | N | Eligible
IM | IM | JZR | Support Gels | 1 |  | N | N |  | 866.49 | 4 |  |  |  |  | N | N | Eligible
IM | IM | JZS | Electrophoresis Instrumentation | 1 |  | N | N |  | 866.45 | 4 |  |  |  |  | N | N | Eligible
IM | IM | JZT | Fluorometer | 1 |  | N | N |  | 866.452 | 4 |  |  |  |  | N | N | Eligible
IM | IM | JZW | Nephelometer | 1 |  | N | N |  | 866.454 | 4 |  |  |  |  | N | N | Eligible
IM | IM | JZX | Equipment, Rocket Immunoelectrophoresis | 1 |  | N | N |  | 866.483 | 4 |  |  |  |  | N | N | Eligible
IM | IM | KHT | Fraction V, Antigen, Antiserum, Control | 1 |  | N | N |  | 866.537 | 4 |  |  |  |  | N | N | Eligible
IM | IM | KTL | Anti-Dna Indirect Immunofluorescent Solid Phase | 2 |  | N | Y |  | 866.51 | 1 |  |  |  |  | N | N | Eligible
IM | IM | KTM | C3-Indirect Immunofluorescent Solid Phase | 2 |  | N | Y |  | 866.524 | 1 |  |  |  |  | N | N | Eligible
IM | IM | KTO | Reagent, Immunoassay, Igg | 1 |  | N | N |  | 866.553 | 4 |  |  |  |  | N | N | Eligible
IM | IM | KTP | Complement C3b Activator Immunoassay Reagents | 2 |  | N | Y |  | 866.526 | 1 |  |  |  |  | N | N | Eligible
IM | IM | KTQ | Reagent, Complement | 1 |  | N | N |  | 866.41 | 4 |  |  |  |  | N | N | Eligible
IM | IM | KTS | Second Antibody (Species Specific Anti-Animal Gamma Globulin) | 2 |  | N | Y |  | 866.551 | 1 |  |  |  |  | N | N | Eligible
IM | IM | LJM | Antinuclear Antibody (Enzyme-Labeled), Antigen, Controls | 2 |  | N | Y |  | 866.51 | 1 |  |  |  |  | N | N | Eligible
IM | IM | LKJ | Antinuclear Antibody, Antigen, Control | 2 |  | N | Y |  | 866.51 | 1 |  |  |  |  | N | N | Eligible
IM | IM | LKL | Alpha-1-Acid-Glycoprotein, Antigen, Antiserum, Control | 1 |  | N | N |  | 866.542 | 4 |  |  |  |  | N | N | Eligible
IM | IM | LKO | Anti-Rnp Antibody, Antigen And Control | 2 |  | N | Y |  | 866.51 | 1 |  |  |  |  | N | N | Eligible
IM | IM | LKP | Anti-Sm Antibody, Antigen And Control | 2 |  | N | Y |  | 866.51 | 1 |  |  |  |  | N | N | Eligible
IM | IM | LLL | Extractable Antinuclear Antibody, Antigen And Control | 2 |  | N | Y |  | 866.51 | 1 |  |  |  |  | N | N | Eligible
IM | IM | LOJ | Kit, Test,Alpha-Fetoprotein For Testicular Cancer | 2 |  | N | Y |  | 866.601 | 1 |  |  |  |  | N | N | Eligible
IM | IM | LRM | Anti-Dna Antibody (Enzyme-Labeled), Antigen, Control | 2 |  | N | Y |  | 866.51 | 1 |  |  |  |  | N | N | Eligible
IM | IM | LSW | Anti-Dna Antibody, Antigen And Control | 2 |  | N | Y |  | 866.51 | 1 |  |  |  |  | N | N | Eligible
IM | IM | LTJ | Prostate-Specific Antigen (Psa) For Management Of Prostate Cancers | 2 |  | N | Y |  | 866.601 | 1 |  |  |  |  | N | N | Eligible
IM | IM | LTK | Test, Epithelial Ovarian Tumor-Associated Antigen (Ca125) | 2 |  | N | Y |  | 866.601 | 1 |  |  |  |  | N | N | Eligible
IM | IM | MGA | Alpha-1 Microglobulin, Antigen, Antiserum, Control | 1 |  | N | N |  | 866.54 | 4 |  |  |  |  | N | N | Eligible
IM | IM | MID | System, Test, Anticardiolipin Immunological | 2 |  | N | Y |  | 866.566 | 1 |  |  |  |  | N | N | Eligible
IM | IM | MLE | Enzyme Immunoassay, Antiparietal Cell Antibody, Antigen, Control | 2 |  | N | Y |  | 866.511 | 1 |  |  |  |  | N | N | Eligible
IM | IM | MLH | Strip, Hama Igg, Elisa, In Vitro Test System | 2 |  | N | Y |  | 866.551 | 1 |  |  |  |  | N | N | Eligible
IM | IM | MMW | System, Test, Tumor Marker, Monitoring, Bladder | 2 |  | N | Y |  | 866.601 | 1 |  |  |  |  | N | N | Eligible
IM | IM | MOB | Test System, Antineutrophil Cytoplasmic Antibodies (Anca) | 2 |  | N | Y |  | 866.566 | 1 |  |  |  |  | N | N | Eligible
IM | IM | MOI | System, Test, Immunological, Antigen, Tumor | 2 |  | N | Y |  | 866.601 | 1 |  |  |  |  | N | N | Eligible
IM | IM | MQA | Anti-Ribosomal P Antibodies | 2 |  | N | Y |  | 866.51 | 1 |  |  |  |  | N | N | Eligible
IM | IM | MST | Antibodies, Gliadin | 2 |  | N | Y |  | 866.575 | 1 |  |  |  |  | N | N | Eligible
IM | IM | MSV | System,Test,Antibodies,B2 - Glycoprotein I (B2 - Gpi) | 2 |  | N | Y |  | 866.566 | 1 |  |  |  |  | N | N | Eligible
IM | IM | MSW | System, Test, Thyroglobulin | 2 |  | N | Y |  | 866.601 | 1 |  |  |  |  | N | N | Eligible
IM | IM | MUT | Kit, Test For Nuclear Matrix (Numa) Protein (For Monitoring And Management Of Colorectal Cancer) | 2 |  | N | Y |  | 866.601 | 1 |  |  |  |  | N | N | Eligible
IM | IM | MVE | Biosensor, Immunoassay, Myoglobin | 2 |  | N | Y |  | 866.568 | 1 |  |  |  |  | N | N | Eligible
IM | IM | MVJ | Devices, Measure, Antibodies To Glomerular Basement Membrane (Gbm) | 2 |  | N | Y |  | 866.566 | 1 |  |  |  |  | N | N | Eligible
IM | IM | MVM | Autoantibodies, Endomysial(Tissue Transglutaminase) | 2 |  | N | Y |  | 866.566 | 1 |  |  |  |  | N | N | Eligible
IM | IM | NBO | Autoantibodies, Skin (Desmoglein 1 And Desmoglein 3) | 2 |  | N | Y |  | 866.566 | 1 |  |  |  |  | N | N | Eligible
IM | IM | NBS | Autoantibodies, Lkm-1 (Liver/Kidney Microsome, Type 1) | 2 |  | N | Y |  | 866.566 | 1 |  |  |  |  | N | N | Eligible
IM | IM | NBT | Antibodies, Saccharomyces Cerevisiae (S.Cerevisiae) | 2 |  | N | Y |  | 866.5785 | 1 |  |  |  |  | N | N | Eligible
IM | IM | NCW | System, Test, Her-2/Neu, Monitoring | 2 |  | N | Y |  | 866.601 | 1 |  |  |  |  | N | N | Eligible
IM | IM | NHS | Assay, Genotype, Hiv Drug Resistance, In Vitro | 2 |  | N | N |  | 866.395 | 1 | Hiv-1 drug resistance genotyping |  |  |  | N | N | Eligible
IM | IM | NHX | Antibodies, Anti-Cyclic Citrullinated Peptide (Ccp) | 2 |  | N | Y |  | 866.5775 | 1 | The device is used for the detection of anti-cyclic citrullinated peptide (CCP) antibodies in human serum or plasma as an aid in the diagnosis of rheumatoid arthritis. |  |  |  | N | N | Eligible
IM | IM | NIG | System, Test, Carbohydrate Antigen (Ca19-9), For Monitoring And Management Of Pancreatic Cancer | 2 |  | N | Y |  | 866.601 | 1 | An in vitro diagnostic test for the quantitative measurement of the CA 19-9 tumor associated antigen in human serum or plasma. The test is intended as an aid in the management of patients with confirmed pancreatic cancer and serial monitoring of their response to therapy and disease progression. The test should only be used in patients with serum and plasma CA 19-9 values above the cut-off at the time of diagnosis and in conjunction with other clinical methods. |  |  |  | N | N | Eligible
IM | IM | NIY | Autoantibodies, Anti-Soluble Liver Antigen (Sla), Autoimmune Hepatitis | 2 |  | N | Y |  | 866.566 | 1 | ELISA for the detection of anti-SLA (soluble liver antigen) antibody of the IgG class. Intended to aid in the diagnosis of conditions with elevated levels of anti-SLA antibody including autoimmune hepatitis |  |  |  | N | N | Eligible
IM | IM | NJF | Antibodies, Anti-Actin, Anti-Smooth Muscle | 2 |  | N | Y |  | 866.512 | 1 | The device is used for the semi-quantitative detection of IgG antibodies to the actin component of smooth muscle in human serum as an aid in the diagnosis of certain autoimmune liver diseases, e.g. autoimmune hepatitis. |  |  |  | N | N | Eligible
IM | IM | NOE | Test, System, Immunoassay, Lipoprotein-Associated Phospholipase A2 | 2 |  | N | Y |  | 866.56 | 1 | The Lipoprotein-associated Phospholipase A2, Immunoassay, System, Test, is intended to measure lipoprotein-associated phospholipase A2 in human plasma in conjunction with clinical evaluation and other patient risk factors including biochemical analyses as an aid in predicting risk for coronary heat disease. This device differs from the classification regulation in that it is a different analyte, thus a NEW marker for predicting risk of coronary heart disease. This device is measuring an enzyme that is produced by macrophages where as the regulation is for the measurement of a lipoprotein. |  |  |  | N | N | Eligible
IM | IM | NPH | Antigen, Cartilage Oligomeric Matrix Protein (Comp) | 2 |  | N | Y |  | 866.5775 | 1 | COMP ELISA is a quantitative enzyme-linked immunosorbent assay for detecting COMP (Cartilage Oligomeric Matrix Protein) in patient sera. The presence of elevated levels, when considered in conjunction with other laboratory and clinical findings, aids in identifying aggressive destruction of joint tissue in Rheumatoid Arthritis. |  |  |  | N | N | Eligible
IM | IM | NQD | Cardiac C-Reactive Protein, Antigen, Antiserum, And Control | 2 |  | N | Y |  | 866.527 | 1 | In vitro diagnostic test to measure C-reactive protein for the purpose of making cardiac risk assessments. |  |  |  | N | N | Eligible
IM | IM | NRI | Autoantibodies, Nuclear Pore Glycoprotein Gp210 | 2 |  | N | Y |  | 866.509 | 1 | The device is used for the detection, in human serum or plasma, of autoantibodies to gp210 (nuclear pore glycoprotein gp210) as an aid in the diagnosis of primary biliary cirrhosis. |  |  |  | N | N | Eligible
IM | IM | NRX | Complement 4d (C4d) And Complement Receptor 1 (Cr1) | 2 |  | N | Y |  | 866.582 | 1 | The device is an indirect immunofluorescence assay utilizing monoclonal antibodies and flow cytometry in the quantitative determination of complement 4d (C4d) and complement receptor 1 (CR1) on the surface of erythrocytes from EDTA anti-coagulated whole blood. The C4d and CR1 results are used in a ratio as an aid in the diagnosis of systemic lupus erythematosus. |  |  |  | N | N | Eligible
IM | IM | NSF | Test, Alpha Fetoprotein L3 Subfraction (Afp-L3%), For Hepatocellular Carcinoma Risk Assessment | 2 |  | N | Y |  | 866.603 | 1 | In vitro diagnostic test intended as a risk assessment test for the development of hepatocellular carcinoma (hcc) in patients with chronic liver diseases (cld). Elevated afpl3% values (= 10%) have been shown to be associated with a nine-fold increase in the risk of developing hcc in the next 6-12 months. Patients with elevated serum afpl3% should be more intensely evaluated for evidence of hcc according to the existing hcc practice guidelines in oncology. |  |  |  | N | N | Eligible
IM | IM | NST | Autoantibodies, Acetylcholine Receptor, Acetylcholine Blocking And Non-Blocking | 2 |  | N | Y |  | 866.566 | 1 | THE DEVICE IS AN IMMUNOASSAY INDICATED AS AN AID IN THE DIAGNOSIS OF MYASTHENIA GRAVIS, AN AUTOIMMUNE DISEASE CHARACTERIZED BY EXERCISE-INDUCED MUSCLE WEAKNESS TEMPORARILY RELIEVED BY CESSATION OF EXERCISE. AUTOANTIBODY, WHEN PRESENT IN SERUM, INTERFERES WITH THE BINDING OF ACETYLCHOLINE, A NEURAL TRANSMITTER AT THE JUNCTION OF NERVES WITH MUSCLES. AUTOANTIBODY CAN ALSO BIND TO OTHER PORTIONS OF THE ACETYLCHOLINE RECEPTOR WITHOUT INTERFERING WITH ACETYLCHOLINE BINDING. PRESENCE OF AUTOANTIBODY ALONG WITH CLINICAL SIGNS AND SYMPTOMS ARE USUALLY HIGHLY SUGGESTIVE OF MYASTHENIA GRAVIS. ACETYLCHOLINE RECEPTOR AUTOANTIBODY CAN ALSO OCCUR IN THE PRESENCE OF AUTOANTIBODIES TO OTHER BODY SUBSTANCES. |  |  |  | N | N | Eligible
IM | IM | NTY | System, Test, Fibrin/Fibrinogen Degradation Products For Monitoring Of Colorectal Cancer | 2 |  | N | Y |  | 866.601 | 1 | MONITORING CANCER PATIENTS AFTER THERAPY FOR DISEASE PROGRESSION IN CONJUNCTION WITH OTHER DIAGNOSTIC MODALITIES. |  |  |  | N | N | Eligible
IM | IM | NUM | Autoantibodies, Nuclear Body Protein, Sp100 | 2 |  | N | Y |  | 866.509 | 1 | THE DEVICE IS USED FOR THE DETECTION, IN HUMAN SERUM OR PLASMA, OF AUTOANTIBODIES TO SP100 (NUCLEAR BODY PROTEIN SP100) AS AN AID IN THE DIAGNOSIS OF PRIMARY BILIARY CIRRHOSIS. |  |  |  | N | N | Eligible
IM | IM | NVA | Cancer Monitoring Test System, Soluble Mesothelin-Related Peptides, Mesothelioma | 2 |  | N | Y |  | 866.601 | 1 | MONITORING CANCER PATIENTS AFTER THERAPY FOR DISEASE PROGRESSION IN CONJUNCTION WITH OTHER DIAGNOSTIC MODALITIES. |  |  |  | N | N | Eligible
IM | IM | NWG | Autoantibodies, Glutamic Acid Decarboxylase (Gad) | 2 |  | N | Y |  | 866.566 | 1 | The device is used for the semi-quantitative determination of glutamic acid decarboxylase (GAD) autoantibodies in human serum as an aid in the diagnosis of Type I diabetes mellitus (autoimmune mediated diabetes). | Not applicable | Immunoassay | Not applicable | N | N | Eligible
IM | IM | NXO | Calprotectin, Fecal | 2 |  | N | Y |  | 866.518 | 1 | The device is used for the measurement, in human stool, of fecal calprotectin, a neutrophilic protein that is a marker of mucosal inflammation. The device can be used as an aid in the diagnosis of inflammatory bowel disease (ibd), crohn's disease and ulcerative colitis and to differentiate ibd from irritable bowel syndrome. | n/a | Enzyme-linked immunosorbent assay (ELISA) | n/a | N | N | Eligible
IM | IM | NYO | Autoantibodies, Anti-Ribonucleic Acid Polymerase (Rnap) Iii Antibody | 2 |  | N | Y |  | 866.51 | 1 | The anti-rna polymerase iii test is a semi-quantitative elisa for the detection of anti-rna polymerase iii antibodies in human serum. The test result is used as an aid in the diagnosis of systemic sclerosis (ssc) in conjunction with the clinical and other laboratory findings. For in-vitro diagnostic use. | Antibody ELISA kit, Antigen and Controls | The ELISA test result aids in the diagnosis of Systemic Sclerosis (SSc) | Blood Serum | N | N | Eligible
IM | IM | OAU | Des-Gamma-Carboxy-Prothrombin (Dcp), Risk Assessment, Hepatocellular Carcinoma | 2 |  | N | Y |  | 866.603 | 1 | The test is intended to quantitatively measure dcp in human serum and use as an aid in the risk assessment of patients with chronic liver disease for progression to hepatocellular carcinoma (hcc) in conjunction with other laboratory findings, imaging studies and clinical assessment for risk assessment of patients with chronic liver disease for progression to hepatocellular carcinoma. | An assay kit containing specific antibodies, substrates and reaction columns | Immunochemical liquid-phase binding assay | peripheral blood | N | N | Eligible
IM | IM | OBE | Anti-Ss-A 52 Autoantibodies | 2 |  | N | Y |  | 866.51 | 1 | The device is used for the detection, in human serum or plasma, of autoantibodies to SS-A 52. The detection of SS-A 52 autoantibodies may aid in the diagnosis of systemic lupus erythematosus, Sjogren's syndrome, systemic sclerosis, polymyositis and dermatomyositis. | The device consist of components/reagents to detect and semi-quantitatively measure autoantibodies to SS-A 52. | Enzyme-linked immunosorbent assay (ELISA) or enzyme immunoassay (EIA) | The assay is performed by testing human serum or plasma. | N | N | Eligible
IM | IM | OBZ | Alpha-1-Antitrypsin Kit, Qualitative Phenotype | 2 |  | N | Y |  | 866.513 | 1 | The alpha-1-antitrypsin qualitative phenotype test result is used as an aid in the diagnosis of alpha-1-antitrypsin deficiency in conjunction with clinical and other laboratory findings. For in vitro diagnostic use only. | A1AT Antibody Isoelectric focusing gel qualitative phenotype kit and A1AT qualitative phenotype control | Isoelectric focusing gel qualitative test. | Blood serum | N | N | Eligible
IM | IM | OCN | Insulin Autoantibody Kit | 2 |  | N | Y |  | 866.566 | 1 | The device is used for the semi-quantitative determination of insulin autoantibodies in human serum as an aid in the diagnosis of Type 1 diabetes mellitus (autoimmune mediated diabetes) in patients who have not received insulin therapy. | Not applicable | Immunoassay | Not applicable | N | N | Eligible
IM | IM | OEG | Autoantibodies, Skin (Bullous Pemphigoid 180 And Bullous Pemphigoid 230 | 2 |  | N | Y |  | 866.566 | 1 | The device is intended as an aid in the diagnosis of bullous pemphigoid. | n/a | ELISA | n/a | N | N | Eligible
IM | IM | OIF | Tyrosine Phosphatase (Ia-2) Autoantibody Assay | 2 |  | N | Y |  | 866.566 | 1 | The device is used for the semi-quantitative determination of autoantibodies against tyrosine phosphatase (IA-2) in human serum as an aid in the diagnosis of Type 1 diabetes mellitus (autoimmune mediated diabetes). | n/a | Radioimmunoassay | n/a | N | N | Eligible
IM | IM | OIU | Test, Epithelial Ovarian Tumor Associated Antigen (He4) | 2 |  | N | Y |  | 866.601 | 1 | An enzyme immunometric assay for the quantitative determination of HE4 in human serum. The assay is to be used as an aid in monitoring recurrence or progressive disease in patients with epithelial ovarian cancer. Serial testing for patient HE4 assay values should be used in conjunction with other clinical methods used for monitoring ovarian cancer. It is not intended to estimate or assess the risk of disease outcomes of patients. | IVD | dual-site sandwich enzyme immunoassay of human serum or plasma; may be measured by stand-alone spectrophotometer or automated immunoassay analyzer | IVD | N | N | Eligible
IM | IM | OKM | Antibodies, Outer-Membrane Proteins | 2 |  | N | Y |  | 866.5785 | 1 | For the detection of anti-outer membrane protein (anti-OMP) antibodies in human serum. To aid in the diagnosis of Crohn's Disease. | Comprised of antigen coated microtiter plate, enzyme conjugate, substrate, controls | Uses enzyme-linked, immunosorbent assay (ELISA) to identify the presence of anti-OMP antibodies. | human serum | N | N | Eligible
IM | IM | OPN | Auto-Antibodies; Phosphatidylserine, Prothrombin, Phosphatidylserine/Prothrombin Complex | 2 |  | N | Y |  | 866.566 | 1 | For the detection of autoantibodies to phosphatidylserine (PS), prothrombin (PT), or phosphatidylserine/prothrombin (PS/PT) complex in human serum or plasma. To aid in the diagnosis of certain autoimmune thrombotic disorders such as anti-phospholipid syndrome and those secondary to systemic lupus erythematosus or other lupus-like diseases | Microtiter plate coated with purified antigen, enzyme labelled anti-human antibody substrate | ELISA | peripheral blood samples | N | N | Eligible
IM | IM | OPX | Immunoglobulin A Kappa Heavy & Light Chain Combined | 2 |  | N | Y |  | 866.551 | 1 | Intended for the in-vitro quantification of iga kappa concentration in human serum. The result is to be used with previously diagnosed iga multiple myeloma, in conjunction with other clinical and laboratory findings. For previously diagnosed iga multiple myeloma patients. | Kit is composed of polyclonal monospecific sheep anti-IgA Kappa antibody, IgA Kappa calibrator, 2 IgA Kappa Controls, and IgA Kappa Supplementary Reagent | Nephelometric method | Blood serum | N | N | Eligible
IM | IM | OPY | Igal Heavy & Light Chain Combined | 2 |  | N | Y |  | 866.551 | 1 | Intended for the in-vitro quantification of iga lambda concentration in human serum. The result is to be used with previously diagnosed iga multiple myeloma, in conjunction with other clinical and laboratory findings. For previously diagnosed iga multiple myeloma patients. | The kit is composed of polyclonal monospecific sheep Anti-IgA Lambda antibody, IgA Lambda Calibrator, 2 IgA Lambda Controls, and IgA Lambda Supplementary Reagent | Nephelometric method | Blood serum | N | N | Eligible
IM | IM | OQZ | Anti-Mutated Citrullinated Vimentin Igg | 2 |  | N | Y |  | 866.5775 | 1 | For the semi-quantitative measurement of IgG class autoantibodies against mutated citrullinated vimentin (MCV) in human serum or plasma. | antigen coated microtiter wells, calibrators, controls, enzyme conjugate and substrate, buffer | Enzyme Immunoassay (ELISA) | Serum or plasma | N | N | Eligible
IM | IM | OSK | Anti-Glutamate Receptor (Type Nmda) Ifa | 2 |  | N | Y |  | 866.566 | 1 | Intended for the qualitative determination of autoantibodies against glutamate receptor (type NMDA) in human serum. Used as an aid in the diagnosis of anti-glutamate receptor (type NMDA) autoimmune encephalitis in conjunction with other laboratory and clinical findings. | Solid, liquid | Immunofluorescent assay with multiple substrates | Human serum | N | N | Eligible
IM | IM | OVK | Cytokeratin Fragments 21-1 Eia Kit | 2 |  | N | Y |  | 866.601 | 1 | The CYFRA 21-1 EIA kit is intended for the quantitative determination of soluble cytokeratin 19 fragments in human serum. The assay is to be used as an aid in monitoring disease progression during the course of disease and treatment in lung cancer patients. Serial testing for patient CYFRA 21-1 assay values should be used in conjunction with other clinical methods used for monitoring lung cancer. | plastic microtiter plate, plate reader system | Enzyme immunoassay to quantify soluble cytokeratin 19 in human serum. | Patient serum | N | N | Eligible
IM | IM | OYL | Tryptase Assay System | 2 |  | N | Y |  | 866.576 | 1 | An in vitro diagnostic device intended as an aid in the clinical diagnosis of patients with a suspicion of systemic mastocytosis in conjunction with other clinical and laboratory findings. | n/a | Immunoassay | plasma and serum samples | N | N | Eligible
IM | IM | PAF | Voltage Gated Calcium Channel (Vgcc) Antibody Assay | 2 |  | N | Y |  | 866.566 | 1 | Intended for semi-quantitative determination of VGCC Antibody in human serum. The VGCC Ab may be present in patients diagnosed with Lambert-Eaton Syndrome (LEMS). The assay result is not to be used alone and to be used in conjunction with other clinical, electrodiagnostic and laboratory findings. | VGCC labeled with 125 Iodine-w-Conotoxin MVIIC (lyophilized) in 12x75 polysterene test tubes; Positive and negative controls; Total Binding & Non-Specific binding tubes; Anti-human IgG; Buffer; Wash solution | Radioimmunoassay (RIA) Assay using radioactive labeled material | Serum samples | N | N | Eligible
IM | IM | PCG | 21-Hydroxylase Antibody (21-Ohab) | 2 |  | N | Y |  | 866.566 | 1 | For semi-quantitative determination of antibodies to steroid 21-hydroxylase (21-OH) in human serum. The assay may be useful as an aid in the diagnosis of autoimmune adrenal disease, whether expressed as autoimmune Addison's disease (isolated) or Addison's disease as part of more complex autoimmune polyglandular syndrome (APS), type I or II. The assay result is to be used in conjunction with other clinical and laboratory findings and is not a substitute for functional testing required to diagnose adrenal insufficiency. | RIA Assay Kit with reagents, antigen with I-125, calibrators, controls and assay buffer. | RIA | None | N | N | Eligible
IM | IM | PCN | Immunoglobulin G Kappa Heavy And Light Chain Combined | 2 |  | N | Y |  | 866.551 | 1 | Intended for the in-vitro quantification of IgG kappa concentration in human serum. | Kit is composed of polyclonal monospecific sheep anti-IgG kappa antibody, IgG kappa Calibrator, 2 IgG kappa Controls, and IgG kappa Supplementary Reagen | Nephelometric immunoassay method | Blood serum | N | N | Eligible
IM | IM | PCO | Immunoglobulin G Lambda Heavy And Light Chain Combined | 2 |  | N | Y |  | 866.551 | 1 | Intended for the in-vitro quantification of IgG lambda concentration in human serum. The result is to be used with previously diagnosed IgG multiple myeloma, in conjunction with other clinical and laboratory findings. | Kit is composed of polyclonal monospecific sheep anti-IgG lambda antibody, IgG lambda Calibrator, 2 IgG lambda Controls, and IgG lambda Supplementary Reagent | Nephelometric immunoassay method | Blood serum | N | N | Eligible
IM | IM | PDE | Immunoglobulin M Kappa Heavy And Light Chain Combined | 2 |  | N | Y |  | 866.551 | 1 | Intended for the in-vitro quantification of IgM kappa concentration in human serum. The result is to be used with previously diagnosed igm Waldenstoms Macrolobulinaemia, in conjunction with other clinical and laboratory findings. | Kit is composed of polyclonal monospecific sheep anti-IgM kappa antibody, IgM kappa Calibrator, 2 IgM kappa Controls, and IgM kappa Supplementary Reagent | Nephelometric immunoassay method | Human peripheral blood, serum | N | N | Eligible
IM | IM | PDF | Immunoglobulin M Lambda Heavy And Light Chain Combined | 2 |  | N | Y |  | 866.551 | 1 | Intended for the in-vitro quantification of IgM lambda concentration in human serum. The result is to be used with previously diagnosed IgM Waldenstoms Macrolobulinaemia, in conjunction with other clinical and laboratory findings. | Kit is composed of polyclonal monospecific sheep anti-IgM lambda antibody, IgM lambda Calibrator, 2 IgM lambda Controls, and IgM lambda Supplementary Reagent | Nephelometric immunoassay method | Peripheral human blood, serum | N | N | Eligible
IM | IM | PET | Anti-Ss-A Ro60 Autoantibodies | 2 |  | N | Y |  | 866.51 | 1 | Ro60 assays are designed for the determination of IgG anti-Ro60 (SS-A Ro60) autoantibodies in human serum. The presence of anti-Ro60 autoantibodies, in conjunction with clinical findings and other laboratory tests, is an aid in the diagnosis of Systemic Lupus Erythematosus and Sj�gren's Syndrome. | Consist of components/reagents to detect and semi-quantitatively measure autoantibodies to SS-A 52. | Enzyme-linked immunosorbent assay (ELISA) or enzyme immunoassay (EIA) | The assay is performed by testing human serum or plasma. | N | N | Eligible
IM | IM | PHF | Zinc Transporter 8 Auto-Antibody | 2 |  | N | Y |  | 866.567 | 1 | The Zinc Transporter 8 Autoantibody (ZnT8Ab) ELISA Assay is for the semi-quantitative determination of autoantibodies to Zinc Transporter 8 (ZnT8) in human serum. The Zinc Transporter 8 Autoantibody (ZnT8Ab) ELISA Assay may be useful as an aid in the diagnosis of Type 1 diabetes mellitus (autoimmune mediated diabetes). The ZnT8Ab assay is not to be used alone and is to be used in conjunction with other clinical and laboratory findings. | Assay Kit includes strip wells coated with ZnT8; 4 level calibrators; positive and negative controls; Zinc biotin; buffer; streptavidin peroxide; diluent; peroxide substrate; wash solution; stop solution | ELISA Assay | Serum (blood) sample | N | N | Eligible
IM | IM | PIV | Automated Indirect Immunofluorescence Microscope And Software-Assisted System For Clinical Use | 2 |  | N | Y |  | 866.475 | 1 | Automated system consisting of a fluorescence microscope and software that acquires, analyzes, stores and displays digital images of stained indirect immunofluorescent slides. It is intended as an aid in the detection and classification of certain antibodies by indirect immunofluorescent technology. A trained operator must confirm all device generated results. | The system may include a fluorescence microscope with light source, a motorized microscope stage, dedicated instrument controls, a camera, a computer, a sample processor, and other hardware components. The software may include fluorescent signal acquisition and processing software, data storage, data transferring mechanisms, and assay specific algorithms to suggest results. A trained operator must confirm results generated with the device. | indirect immunofluorescent technology | human serum | N | N | Eligible
IM | IM | PJI | Severe Combined Immunodeficiency Disorder (Scid) Newborn Screening Test System | 2 |  | N | Y |  | 866.593 | 1 | A newborn screening test for severe combined immunodeficiency (SCID) intended for the detection of T-cell receptor excision circle (TREC) genomic DNA isolated from newborn blood specimens dried on filter paper. It is intended as an aid in screening newborns for severe combined immunodeficiency (SCID). | The test consists of primers and probes to amplify and detect genomic DNA obtained from newborn peripheral blood dried on filter paper. The device includes reagents, instruments, software and consumables, and may integrate punching of a dried blood spot specimen from filter paper and may include controls and calibrators. The instrumentation enables quantitative result output based comparison between amplified specific targeted sequence relative to a standard or normalizer (e.g., alternate gene sequence). The instrumentation may also include mechanisms to store raw data. | The test system uses primers to amplify genomic DNA obtained from newborn peripheral blood dried on filter paper and probes to detect specific DNA targets of interest. | Human peripheral blood | N | N | Eligible
IM | IM | PNI | Aquaporin-4 Autoantibody | 2 |  | N | Y |  | 866.5665 | 1 | For the determination of autoantibodies to Aquaporin-4 in human serum and plasma. The test may be useful as an aid in the diagnosis of Neuromyelitis Optica (NMO) and Neuromyelitis Optica Spectrum Disorders (NMOSD). The test is not to be used alone and is to be used in conjunction with other clinical and radiological (MRI) laboratory findings. | Calibrators, Controls, and Assay Reagents | Immunological detection of autoantibodies using capture antigen immobilized on solid surface and labeled secondary antibody | Whole blood, Plasma, and Serum | N | N | Eligible
IM | IM | PTA | Genetic Variant Detection And Health Risk Assessment System | 2 |  | N | N |  | 866.595 | 4 | A qualitative in vitro molecular test that detects variants in genomic DNA isolated from human specimens. This assessment system provides users with a genetic health risk assessment of developing a disease and is intended to inform users of lifestyle choices and/or encourage conversations with a healthcare professional. This assessment system is for over-the-counter use. This device does not determine the person�s overall risk of developing a disease. | Qualitative in vitro molecular diagnostic system used to detect variants in genomic DNA from human specimens. System accessory includes collection device for human specimen. | Qualitative in vitro molecular diagnostic system used to detect variants in genomic DNA isolated from human specimens. Genetic risk assessment of developing a disease is based on scientifically established disease-risk association for each variant. | Human specimens collected by the user. | N | N | Eligible
IM | IM | PUW | System, Test, Radioallergosorbent (Rast) Immunological, Exempt Allergens | 2 |  | N | N |  | 866.575 | 4 | Intended for in vitro diagnostic use as an aid in the clinical diagnosis of IgE mediated allergic disorders in conjunction with other clinical findings, and is to be used in clinical laboratories. FDA has exempted these devices from the premarket notification requirement by publishing in the Federal Register of July 11, 2017 (82 FR 31976) available at https://www.federalregister.gov/documents/2017/07/11/2017-14453/medical-devices-exemptions-from-premarket-notification-class-ii-devices subject to the limitations under 21 CFR XXX.9, where XXX refers to Parts 862-892, and any limitations on the exemption described in (82 FR 31976). Any device that exceeds the limitations found in 21 CFR sections 862.9 to 892.9 or identified in the Federal Register (82 FR 31976) available at https://www.federalregister.gov/documents/2017/07/11/2017-14453/medical-devices-exemptions-from-premarket-notification-class-ii-devices is required to submit a premarket notification submission (510(k)) to FDA before introducing a device into interstate commerce. If a manufacturer�s device is exempt from the premarket notification requirement, then a premarket notification submission and FDA clearance is not required before marketing the device in the U.S. however, manufacturers are required to meet all other requirements under the Federal Food Drug & Cosmetic and implementing regulations including (but not limited to) registration and listing requirements. Please see the Device Registration and Listing website for additional information on registration and listing. | May include instruments (as a test system), calibrators, and controls | Immunoassay containing allergenic material to capture allergen-specific IgE | Blood, serum, and plasma | N | N | Ineligible
IM | IM | PZH | Serpina1 Variant Detection System | 2 |  | N | Y |  | 866.513 | 1 | This is a qualitative DNA detection in vitro diagnostic test to be used in conjunction with a visualization instrument and its software. This test is for the simultaneous detection and identification of allelic variants found in the Alpha-1 antitrypsin (A1AT) codifying gene SERPINA1. This assessment system provides users with genetic information regarding genotypes of SERPINA1 allelic variants and is intended to be used in conjunction with clinical findings and other laboratory tests to aid in the diagnosis of individuals with A1AT deficiency. | Qualitative in vitro molecular diagnostic system used to detect variants in SERPINA1 gene in genomic DNA isolated from human specimens. The accompanying software application is used to view and analyze genotype data and conducts a variety of control checks on the file, resulting in a final analytical genotype profile for each sample. | Qualitative in vitro molecular diagnostic system used to detect variants in SERPINA1 gene in genomic DNA isolated from human specimens. The results of this assessment system are to be used in conjunction with clinical findings and other laboratory tests to aid in diagnosis of A1AT deficiency. | Human specimens | N | N | Ineligible
IM | IM | QAT | Brain Trauma Assessment Test | 2 |  | N | Y |  | 866.583 | 1 | Intended for in vitro diagnostic use as an aid in the evaluation of patients with suspected mild traumatic brain injury (TBI) in conjunction with other clinical information to assist in determining the need for radiologic (e.g., CT, MR) head imaging per current standard of care | Assay kit containing antibodies, reagents and plate/or beads. General microplate reader or automated instrument with software | Enzyme-linked immunosorbent assay | Blood | N | N | Ineligible
IM | IM | QSE | Alzheimer�S Disease Pathology Assessment Test | 2 |  | N | N |  | 866.584 | 1 | In vitro test to determine whether a patient presenting with cognitive impairment and being evaluated for AD and other causes of cognitive decline will test positive or negative for amyloid plaques or neurofibrillary tangles as measured by PET imaging agents. | Immunoassay reagents, calibrators, controls, general microplate reader or automated instrument with software | Enzyme-linked immunosorbent assay | Cerebral spinal fluid (CSF), but other specimen types may be possible | N | N | Ineligible
IM | IM | QTE | Thymidine Kinase Activity | 2 |  | N | N |  | 866.601 | 1 | In vitro test to measure thymidine kinase activity (TKa) to aid in monitoring disease progression of breast cancer patients. | Immunoassay reagents, calibrators and controls, 96-well plate, general microplate reader or automated instrument with software | Enzymatic reaction and enzyme-linked immunosorbent assay. | Venous blood specimens, but other specimen types may be possible | N | N | Ineligible
IM | IM | QUK | Human Leukocyte Antigen (Hla) Typing Companion Diagnostic Test | 2 |  | N | N |  | 866.596 | 1 | A Human Leukocyte Antigen (HLA) Typing Companion Diagnostic (CDx) Test is a prescription genotyping or phenotyping assay intended for use as an aid in identifying patients who have specific HLA allele(s) or express specific HLA antigen(s) and may benefit from treatment with a corresponding therapeutic product, or are likely to be at increased risk for serious adverse reactions as a result of treatment with a corresponding therapeutic product. | In vitro test used to detect variants in human genomic DNA, or assay kit containing specific antibodies to detect the corresponding antigens. | Molecular genotyping method used to detect variants in human genomic DNA, or in vitro immunology assay for antigen detection. | Human clinical specimens | N | N | Ineligible
IM | IM | QXS | Chromogranin A | 2 |  | N | N |  | 866.601 | 1 | In vitro test to measure Chromogranin A (CgA) as an aid in monitoring during the course of disease and treatment in patients with gastroentero-pancreatic neuroendocrine tumors. | Immunofluorescent reagents, monoclonal antibody conjugated with cryptate, monoclonal antibody conjugated with Alexa Fluor 647 | Immunofluorescent assay | Venous blood serum, but other specimen types may be possible | N | N | Ineligible
IM | IM | SET | Immunoassay Blood Test For Amyloid Pathology Assessment | 2 |  | N | N |  | 866.584 | 1 | An Immunoassay blood test for amyloid pathology assessment is an in vitro diagnostic test used to identify patients with amyloid pathology associated with Alzheimer�s Disease who have signs and symptoms of cognitive decline. The results of the test are to be interpreted in conjunction with other patient clinical information. | In vitro diagnostic device | Immunoassay | Human blood specimens | N | N | Ineligible
IM | IM | SFC | Neurologic Disease Risk Assessment Molecular Test | 2 |  | N | N |  | 866.585 | 1 | A neurologic disease predisposition risk assessment system is a prescription in vitro diagnostic device intended to detect or measure DNA, RNA, or protein variants in human specimens. The measurements aid in the evaluation of the risk of developing a neurologic disease in patients presenting with symptoms and/or with disease-associated risk factors to aid in patient management, in conjunction with other laboratory and clinical information. | Molecular test system used to detect variants in RNA or genomic DNA from human specimens. System accessory includes collection device for the human specimen. | Next Generation Sequencing, Microarray, and Real-Time PCR. | Human specimens, excluding home collected specimens. | N | N | Ineligible
IM | IM | SGG | Mass Spectrometric, Immunoglobulins (G, A, M, D, E) | 2 |  | N | N |  | 866.551 | 1 | The test system is intended for the (semi-)quantitative or quantitative determination of monoclonal immunoglobulins (M-proteins) and/or the identification of Immunoglobulin isotype of M-proteins in human specimens by mass spectrometric methods. | In vitro diagnostic (IVD) device | Mass spectrometric methods (e.g., matrix-assisted laser desorption and ionization-time of flight, MALDI-TOF; liquid chromatography-mass spectrometry, LC-MS) . | Human specimens | N | N | Ineligible
IM | MI | MYR | Test, Donor, Syphilis, Antigens, Treponemal | 2 |  | N | N |  | 866.383 | 1 |  |  |  |  | N | N | Eligible
IM | MI | MZC | System, Detection, Bacterial, For Platelet Transfusion Products | 1 |  | N | N |  | 866.256 | 4 |  |  |  |  | N | N | Eligible
IM | MI | NZB | Quality Control Material, Genetics, Dna | 2 |  | N | N |  | 866.591 | 4 | Dna quality control material for genetic testing is a device intended for medical purposes for use in a test system to estimate test precision and to detect systematic analytical deviations that may arise from reagent or analytical instrument variation. This type of device includes synthetic dna controls and cell-line based controls. | This type of device includes synthetic DNA controls and cell-line based controls. | No method, quality control material | No target area, IVD | N | N | Eligible
IM | MI | PGV | Anti-Phospholipase A2 Receptor | 2 |  | N | Y |  | 866.578 | 1 | The test system is intended for the qualitative determination of IgG class autoantibodies against phospholipase A2 receptor (PLA2R) in human serum. It is used as an aid in the diagnosis of primary membranous glomerulonephritis (pMGN), in conjunction with other laboratory and clinical findings. | slides coated with cells, fluorescein-labelled detection antibody, positive and negative controls, buffers, embedding medium, cover glasses | indirect immunofluorescence assay (IFA) | serum | N | Y | Ineligible
IM | OB | ONX | Ovarian Adnexal Mass Assessment Score Test System | 2 |  | N | Y |  | 866.605 | 1 | An ovarian/adnexal mass assessment test is a devicem that measures one or more proteins in serum. It yields a single result for the likelihood that an adnexal pelvic mass in a woman, for whom surgery is planned, is malignant. The test isn for adjunctive use, in teh context of a negative primary clinical and radiological evaluation, to augmrent the identification of patienets whose gynecologic surgery requires oncology expertise and resources. | An ovarian/adnexal mass assessment test is a devicem that measures one or more proteins in serum. It yields a single result for the likelihood that an adnexal pelvic mass in a woman, for whom surgery is planned, is malignant. The test isn for adjunctive use, in teh context of a negative primary clinical and radiological evaluation, to augmrent the identification of patienets whose gynecologic surgery requires oncology expertise and resources. | An ovarian/adnexal mass assessment test is a devicem that measures one or more proteins in serum. It yields a single result for the likelihood that an adnexal pelvic mass in a woman, for whom surgery is planned, is malignant. The test isn for adjunctive use, in teh context of a negative primary clinical and radiological evaluation, to augmrent the identification of patienets whose gynecologic surgery requires oncology expertise and resources. | pelvic adenexal mass in women; ovaries | N | N | Eligible
IM | PA | IBB | Phytohemaglutinin M | 1 |  | Y | N |  | 864.401 | 4 |  |  |  |  | N | N | Eligible
IM | PA | KEF | Paraformaldehyde | 1 |  | Y | N |  | 864.401 | 4 |  |  |  |  | N | N | Eligible
IM | TX | NVI | Diagnostic Software, K-Nearest Neighbor Algorithm, Autoimmune Disease | 2 |  | N | Y |  | 862.31 | 1 | The device is intended to suggest a systemic autoimmune disease association as an aid for differential diagnosis to be evaluated in conjunction with clinical findings and other laboratory tests. |  |  |  | N | N | Eligible
IM |  | KTJ | System, Test, Alpha-Fetoprotein, Ria | 3 |  | N | N |  |  | 2 |  |  |  |  | N | N | Ineligible
IM |  | LOK | Kit, Test, Alpha-Fetoprotein For Neural Tube Defects | 3 |  | N | N |  |  | 2 |  |  |  |  | N | N | Ineligible
IM |  | LTQ | Calibrator For Alpha-Fetoprotein In Mid-Pregnancy Maternal Serum | 3 |  | N | N |  |  | 2 |  |  |  |  | N | N | Ineligible
IM |  | MAN | Assay, Interleukin | 3 |  | N | N |  |  | 2 |  |  |  |  | N | N | Ineligible
IM |  | MJB | Antigen, Cancer 549 | 3 |  | N | N |  |  | 2 |  |  |  |  | N | N | Ineligible
IM |  | MTF | Total, Prostate Specific Antigen (Noncomplexed & Complexed) For Detection Of Prostate Cancer | 3 |  | N | N |  |  | 2 |  |  |  |  | N | N | Ineligible
IM |  | MTG | Test, Prostate Specific Antigen, Free, (Noncomplexed) To Distinguish Prostate Cancer From Benign Conditions | 3 |  | N | N |  |  | 2 |  |  |  |  | N | N | Ineligible
IM |  | MYZ | Kit, Test (Donors), For Bloodborne Pathogen | 2 |  | N | N |  |  | 1 |  |  |  |  | N | N | Eligible
IM |  | MZA | Test, Equipment, Automated Bloodborne Pathogen |  | 4 | N | N |  |  | 3 |  |  |  |  | N | N | Eligible
IM |  | MZE | Test, Donor, Cmv | 2 |  | N | N |  |  | 1 |  |  |  |  | N | N | Eligible
IM |  | MZL | Kit, Test, Quality Control For Endotoxin |  | 4 | N | N |  |  | 3 |  |  |  |  | N | N | Eligible
IM |  | NAF | Antigen(Complexed),Prostate Specific,(Cpsa) | 3 |  | N | N |  |  | 2 |  |  |  |  | N | N | Ineligible
IM |  | NAH | System, Test, Tumor Marker, For Detection Of Bladder Cancer | 3 |  | N | N |  |  | 2 |  |  |  |  | N | N | Ineligible
IM |  | NYQ | Chromogenic In Situ Hybridization, Nucleic Acid Amplification, Her2/Neu Gene, Breast Cancer | 3 |  | N | N |  |  | 2 | This device is intended to detect her2 gene amplification in formalin-fixed, paraffin-embedded breast carcinoma tissue sections using chromogenic in situ hybridization and brightfield microscopy. Indicated as an aid in the assessment of patients for whom herceptin. (trastuzumab) treatment is being considered. Interpretation of test results must be made within the context of the patients clinical history by a qualified pathologist. | brightfield microscopy | Chromogenic In Situ Hybridization | breast carcinoma tissue sections | N | N | Ineligible
IM |  | OAW | Cancer Monitoring Test System, Soluble Mesothelin-Related Peptides, Epithelioid/Biphasic Mesothelioma |  |  | N | N |  |  | 6 | A quantitative measurement of soluble mesothelin related peptides (smrp) in human serum. Measurement of smrp may aid in the monitoring of mesothelioma patients diagnosed with epithelioid or biphasic mesothelioma. Values must be interpreted in conjunction with all other available clinical laboratory data. | Assay kit including capturing and detecting antibody, buffers, controls and calibrators. | Enzyme-linked Immunosorbent Assay (ELISA) | In vitro diagnostic test usinh human serum. | N | N | Eligible
IM |  | OCB | Rt-Pcr Multigene Expression Test, Sentinel Lymph Node, Cancer Metastasis Detection | 3 |  | N | N |  |  | 2 | A gene expression test for detection of cancer metastasisis an in vitro diagnostic test performed on tissue of interest from patients previously diagnosed with cancer. Results from the test can be used to guide the intra-operative or post-operative decision to remove additional tissue. Post-operative histological evaluation of permanent sections of the tissue specimen, in accordance with usual diagnostic practice and using an appropriate histological sampling scheme, is required. | Test consists of reagents, instrumentation, software and instructions needed to perform the test method. | In vitro replication, amplification and detection of mRNA representing the product of one or multiple genes from a cancerous tissue of interest. | Human tissue from known cancer patients, removed during biopsy procedures for detection of cancer metastases. | N | Y | Ineligible
IM |  | OTR | Research Use Only/Immunology Devices |  | 6 | Y | N |  |  | 7 | For research use only and for products imported into the US only. | N/A | N/A | N/A | N | N | Ineligible
IM |  | OYA | P2psa | 3 |  | N | N |  |  | 2 | Quantitative determination of [-2]proPSA antigen in human serum to be used in combination with total PSA and free PSA to calculate the Prostate Health Index (phi) | Reagent packs, calibrators, controls, substrate and wash buffer | A two-site immunoenzymatic assay using paramagnetic particles coated with a mouse monoclonal anti-[-2]proPSA antibody to capture the [-2]proPSA and mouse monoclonal anti-PSA alkaline phosphatase conjugate that reacts with a chemiluminescent substrate to generate light. Light production is measured with a luminometer. | peripheral blood | N | N | Ineligible
IM |  | OYM | Prostrate Cancer Genes Nucleic Acid Amplification Test System | 3 |  | N | N |  |  | 2 | An in vitro nucleic acid amplification test that measures the concentration of prostate cancer genes. | Capture oligonucleotides, magnetic microparticles, transcription-based nucleic acid amplification reagents, chemiluminescent-labeled nucleic acid probes. luminometer, software | Utilizes nucleic acid probes and/or primers along with other reagents to detect prostrate cancer genes RNA from human specimens. | Currently this type of device is only utilized on urine specimens, but other specimen types may be possible. | N | N | Ineligible
IM |  | OYY | Leukemia Translocation Panel Multiplex Test |  | 3 | N | N |  |  | 3 | The leukemia translocation panel multiplex test is a qualitative in vitro diagnostic device intended to identify specific fusion transcripts by reverse-transcriptase polymerase chain reaction (rt-pcr) from whole blood or bone marrow. It is intended for use as an aid in the diagnosis of recurrent balanced or reciprocal translocation positive acute and chronic myeloid leukemia, acute lymphocytic or promyelocytic leukemias. | Mulitplex qualitative chromosome translocation amplification test system. Should not include products not intended for export only or for products intended for re-importation into the USA | The test uses a multiplex reverse-transcriptase polymerase chain reaction (RT-PCR) with multiplex fluorescent real-time PCR or bead-based array detection system | Peripheral human whole blood or bone marrow | N | N | Eligible
IM |  | PIL | Test For Periprosthetic Joint Infection |  | 3 | N | N |  |  | 3 | A qualitative in vitro diagnostic device intended as an adjunct for the detection of periprosthetic joint infection (PJI) in synovial fluid of patients experiencing pain and/or inflammation in a replacement joint. | Test | a qualitative in vitro diagnostic device intended as an adjunct for the detection of periprosthetic joint infection (PJI) in synovial fluid of patients experiencing pain and/or inflammation in a replacement joint. | In Vitro | N | N | Ineligible
IM |  | QLC | Interleukin 6 |  | 11 | N | N |  |  | 8 | In vitro Diagnostic devices for the quantitative determination of IL-6 (interleukin 6) in human specimens | In Vitro Diagnostic Device | Immunoassay | The device is an in-vitro diagnostic device; none of the body parts will utilize the device or are intended to be affected by the device. | N | N | Ineligible
IM |  | QRF | Multi-Analyte Test System With Algorithmic Analysis For Detection Of Prostate Cancer | 3 |  | N | N |  |  | 2 | Test system that combines values from multiple assays with/without other patient information to yield a score value for aid in detection of prostate cancer and/or decision for prostate biopsy. | Immunoassay reagents, calibrators, controls, instruments, and software for algorithm. | Test system of multiple immunoassays with algorithmic analysis. | Device utilizes venous blood specimens, but other specimen types may be possible. | N | N | Ineligible
IM |  | QWQ | Assays To Detect Pre-Existing Antibodies To Adeno-Associated Virus (Aav) Viral Vectors | 3 |  | N | N |  |  | 2 | An in vitro diagnostic device intended to detect and/or measure pre-existing endogenous antibodies to adeno-associated virus (AAV) viral vectors in patients who may receive AAV vector-based gene therapy products. | Consists of assay plates, reagents, instruments, and software. | Enzyme linked immunosorbent assay (ELISA), total antibody assay, cell-based assay. The assay may or may not be specific for immunoglobulin isotypes. | Plasma, serum, or whole blood. | N | N | Ineligible
MG | HE | SDP | Kappa And Lambda Immunoglobulin Light Chain In Situ Hybridization Mrna Probe Detection Kit | 2 |  | N | N |  | 864.1861 | 1 | A kappa and lambda immunoglobulin light chain in situ hybridization (ISH) mRNA probe is intended as an aid in the identification of hematolymphoid neoplasms using in situ hybridization. A Kappa and Lambda ISH mRNA probe cocktail is indicated for use when a hematolymphoid biopsy (e.g., bone marrow, lymphoid tissue) yields inconclusive results. The assay is intended as an aid in the diagnosis of mature B-cell lymphomas and plasma cell neoplasms | May include chromogenically or fluorescently labeled oligonucleotide mRNA probes targeting kappa and lambda light chain mRNA and required ancillary reagents. | Hematolymphoid cells of interest are hybridized with nucleic acid probes for determining kappa and lambda mRNA ratios using ISH a clinically validated algorithm to determine the immunoglobulin light chain restriction status. Hybridization may be performed manually or using an automated stainer. | Human clinical hematolymphoid specimens, including formalin-fixed, paraffin-embedded bone marrow aspirates and lymphoid tissue specimens. | N | N | Ineligible
MG | IM | QUE | Spinal Muscular Atrophy Newborn Screening Test System | 2 |  | N | N |  | 866.598 | 1 | A Spinal Muscular Atrophy (SMA) newborn screening test system is a prescription device intended to detect homozygous deletion of exon 7 or other similar mutations in the SMN1 (Survival Motor Neuron 1) gene of DNA obtained from dried blood spot specimens on filter paper using a polymerase chain reaction-based test as an aid in screening newborns for SMA. Presumptive positive results are intended to be followed up by diagnostic confirmatory testing. | May include a multiplex multigene qualitative gene region specific amplification detection test system. The device may include a use for newborn screening. Should not include devices using sequencing-based detection methods. | Uses a multiplex polymerase chain reaction (PCR) to amplify DNA variants located on specific targeted genes using non-sequencing-based methods or with specific nucleic acid sequencing-based detection methods. When using sequencing-based detection methods, variants are identified by comparison to a specified reference sequence. | Human clinical specimens | N | N | Ineligible
MG | IM | QYO | Hematopoietic Cell Enrichment Kit | 2 |  | N | N |  | 866.612 | 1 | A hematopoietic cell enrichment kit is an in vitro diagnostic device intended for the selection and enrichment of specific hematopoietic cells from human whole blood and/or bone marrow collected from patients with hematological malignancies using immunomagnetic bead-based selection. It is intended for use with diagnostic assays as part of the pre-analytical workflow. | May include immunomagnetic beads, reagents, and magnet used to enrich and isolate specific antigen presenting B-cells. The device may include a use as a component used for further downstream assays. The standalone enrichment device is not intended for diagnostic, prognostic, or monitoring use with cells, including as an aid in any disease management and/or treatment decisions. The device is not intended to isolate cells to be used for patient treatment. | Cells of interest from sample sources, including blood and bone marrow, are targeted with antibody complexes bound to magnetic bead particles for negative or positive selection using a magnet to isolate the selected cells. | Human clinical specimens, including bone marrow aspirates and peripheral blood clinical specimen | N | N | Ineligible
MG | MI | QIG | Quality Control Material, Genetics, Rna | 2 |  | N | N |  | 866.591 | 4 | RNA quality control material for genetic testing is a device intended for medical purposes for use in a test system to estimate test precision or sample concentration and to detect systematic analytical deviations that may arise from reagent or analytical instrument variation. This type of device includes synthetic RNA controls and cell-line based controls. | The RNA quality control material may consist of synthetic RNA, plasmid, or cell line derived RNA at specific concentrations. The control material may consist of a single or multiple controls or at a single or multiple concentrations and may be traceable to recognized standards. | For use with qualitative or quantitative nucleic acid amplification tests. | IVD | N | N | Ineligible
MG | MI | SCU | Dna And Rna Oncology Controls | 2 |  | N | N |  | 866.591 | 4 | Oncology controls are a device intended for use in a next generation sequencing (NGS)-based in vitro diagnostic test system as a quality control to monitor analytical performance of the library preparation, sequencing, and analysis steps of the workflow by detecting systematic analytical deviations that may arise from reagent or instrument variation. This type of device includes synthetic DNA and RNA controls. | This device consists of synthetic DNA or RNA pools with multiple different DNA variants or RNA variants in a genomic background. | For use with qualitative or quantitative NGS-based assays | No target area, IVD | N | N | Ineligible
MG |  | PMI | Fluorescence In Situ Hybridization, Platelet-Derived Growth Factor Receptor, Beta Polypeptide (Pdgfrb), Rearrangement | 3 |  | N | N |  |  | 6 | A fluorescence in situ hybridization (FISH) assay for PDGFRB rearrangement is a qualitative in vitro diagnostic assay to detect large rearrangements or translocations within the PDGFRB gene locus. It is indicated as an aid in the assessment of patients for whom treatment with tyrosine kinase inhibitors might be appropriate. | The device is a laboratory assay that consists of slide preparation materials, fluorescent FISH probes, buffers, nuclear counterstain, and a fluorescence-enabled microscope. | The assay uses fluorescence in situ hybridization, manual method, with a dual-labeled break-apart DNA probe. When the PDGFRB genetic locus is intact, a single yellow signal is visualized and when it is rearranged separate red and green signals may be visualized and enumerated under fluorescent microscopy. | Human bone marrow aspirate or peripheral blood | N | N | Ineligible
MG |  | PNK | Fluorescence In Situ Hybridization, Chromosome 17p Deletion (Tp53) | 3 |  | N | N |  |  | 2 | A chromosome 17p deletion (TP53) fluorescence in situ hybridization (FISH) kit is a test to detect deletion of the TP53 gene in peripheral blood specimens from patients with B-cell chronic lymphocytic leukemia (CLL). | Probe Kit consists of slide preparation materials, fluorescent FISH probes, buffers and nuclear counterstain, followed by manual signal enumeration using a fluorescence-enabled microscope. | The assay uses fluorescence in situ hybridization to identify a deletion in chromosome 17 at the TP53 gene locus in peripheral blood from CLL Patients. | Peripheral blood | N | N | Ineligible
MI | CH | MJX | Kit, Serological, Positive Control | 1 |  | N | N |  | 862.166 | 4 |  |  |  |  | N | N | Eligible
MI | CH | MJY | Kit, Serological, Negative Control | 1 |  | N | N |  | 862.166 | 4 |  |  |  |  | N | N | Eligible
MI | CH | MJZ | Kit, Direct Antigen, Positive Control | 1 |  | N | N |  | 862.166 | 4 |  |  |  |  | N | N | Eligible
MI | CH | MKA | Kit, Direct Antigen, Negative Control | 1 |  | N | N |  | 862.166 | 4 |  |  |  |  | N | N | Eligible
MI | CH | PQQ | Data Acquisition Software | 2 |  | N | N |  | 862.257 | 4 | Software that integrates a network of sample pooling instruments, and manages the overall blood analysis sample workflow. Software acquires and processes data from various donor screening, diagnostic, multiplex assay instruments. | Standalone software running on a PC or on a mobile platform. | Software accesses various instruments either wirelessly or wired through the communication protocol defined by these instruments. Software retrieves data stored in these instruments and creates a workflow repository of the samples tested. | Systemic viral infection | N | N | Ineligible
MI | HE | JTS | Stains, Microbiologic | 1 |  | Y | N |  | 864.185 | 4 |  |  |  |  | N | N | Eligible
MI | IM | KTN | System, Test, Infectious Mononucleosis | 2 |  | N | Y |  | 866.564 | 1 |  |  |  |  | N | N | Eligible
MI | IM | OUY | Trichomonas Vaginalis Nucleic Acid Amplification Test System | 2 |  | N | N |  | 866.386 | 1 | In vitro nucleic acid amplification test for the qualitative detection of ribosomal rna from trichomonas vaginalis as an aid in the diagnosis of trichomoniasis from vaginal, cervical, urogenital and gynecological specimens from symptomatic patients | May include target capture, transcription-mediated amplification, semi automated analyzer | Uses target capture, transcription-mediated amplification and hybridization protection assay technologies to stream line specimen processing, amplify target rRNA and detect amplicon respectively | Vaginal, cervical,endocervical, urogenital and gynecological specimens | N | N | Eligible
MI | IM | QVR | Multiplex Nucleic Acid Detection System For Biothreat Agents | 2 |  | N | N |  | 866.4 | 1 | A multiplex nucleic acid detection system for biothreat agents is a qualitative in vitro diagnostic test for detection and identification of nucleic acids from biothreat pathogens in human clinical specimens | Multiplex nucleic acid detection systems are in vitro diagnostic devices that include reagents and associated instrumentation for detection and identification of biothreat nucleic acids from human clinical specimens | A qualitative in vitro diagnostic assay that detects and identifies nucleic acids from multiple biothreat pathogens | Whole blood specimens | N | N | Ineligible
MI | IM | SGA | Biothreat Microbial Agent Nucleic Acid Detection Test | 2 |  | N | N |  | 866.4 | 1 | A biothreat microbial agent nucleic acid detection test is a qualitative in vitro diagnostic device for the detection and identification of biothreat microbial agent�associated nucleic acids in human clinical specimens. | Reagents and associated instrumentation for detection and identification of biothreat microbial agent�associated nucleic acids in human clinical specimens. | A qualitative in vitro diagnostic assay that detects and identifies biothreat microbial agent�associated nucleic acids | Human whole blood or other clinical specimens | N | N | Ineligible
MI | IM | SGW | Device To Detect Antibodies To Hepatitis D Virus | 2 |  | N | N |  | 866.3176 | 1 | The device to detect antibodies to hepatitis D Virus is an in vitro diagnostic device intended for prescription use for the detection of antibodies to the hepatitis D virus (anti-HDV) in human clinical specimens. The assay is intended as an aid in the diagnosis of HDV infection in individuals who are at risk for HDV infection. The assay is intended as an aid in diagnosis in conjunction with clinical findings and other diagnostic procedures. The assay is not intended for screening of blood, plasma, cells, or tissue donors. | A device consisting of chemiluminescence technology with magnetic microparticles as solid phase. The LIAISON XL Analyzer performs the complete sample processing (sample pre-dilutions, sample and reagent dispensing, incubations, wash processes) as well as the measurement and evaluation. | chemiluminescence | Blood | N | N | Ineligible
MI | MG | QIC | Hiv-1 Genotyping Assay Using Ngs Technology | 2 |  | N | N |  | 866.3955 | 1 | The human immunodeficiency virus (HIV) drug resistance genotyping assay using next generation sequencing (NGS) technology is a prescription in vitro diagnostic device intended for use in detecting HIV genomic mutations that confer resistance to specific anti-retroviral drugs. The device is intended to be used as an aid in monitoring and treating HIV infection. | Automated instrument, liquid handling, software interfaces, software, primers, reagents, buffers, bioinformatics pipeline, genomic databases | Nucleic acid extraction, amplification, next generation sequencing, bioinformatics, alignment, results interpretation | Whole blood, plasma | N | N | Ineligible
MI | MI | GLZ | Antigens, If, Toxoplasma Gondii | 2 |  | N | Y |  | 866.378 | 1 |  |  |  |  | N | N | Eligible
MI | MI | GMA | Antisera, Fluorescent, Sporothrix Schenekii | 1 |  | N | N |  | 866.368 | 4 |  |  |  |  | N | N | Eligible
MI | MI | GMB | Light, Wood'S, Fluorescence | 1 |  | Y | N |  | 866.26 | 4 |  |  |  |  | N | N | Eligible
MI | MI | GMD | Antisera, Latex Agglutination, Cryptococcus Neoformans | 2 |  | N | N |  | 866.3165 | 4 |  |  |  |  | N | N | Eligible
MI | MI | GME | Antisera, Fluorescent, Cryptococcus Neoformans | 2 |  | N | N |  | 866.3165 | 4 |  |  |  |  | N | N | Eligible
MI | MI | GMG | Antigen, Latex Agglutination, Coccidioides Immitis | 2 |  | N | N |  | 866.3135 | 4 |  |  |  |  | N | N | Eligible
MI | MI | GMH | Antiserum, Positive Control, Coccidioides Immitis | 2 |  | N | N |  | 866.3135 | 4 |  |  |  |  | N | N | Eligible
MI | MI | GMI | Antigen, Cf And / Or Id, Coccidioides Immitis | 2 |  | N | N |  | 866.3135 | 4 |  |  |  |  | N | N | Eligible
MI | MI | GMJ | Antigens, Histoplasma Capsulatum, All | 2 |  | N | N |  | 866.332 | 4 |  |  |  |  | N | N | Eligible
MI | MI | GMK | Antiserum, Positive Control, Histoplasma Capsulatum | 2 |  | N | N |  | 866.332 | 4 |  |  |  |  | N | N | Eligible
MI | MI | GML | Antisera, Fluorescent, Histoplasma Capsulatum | 2 |  | N | N |  | 866.332 | 4 |  |  |  |  | N | N | Eligible
MI | MI | GMM | Antigens, Iha, Toxoplasma Gondii | 2 |  | N | Y |  | 866.378 | 1 |  |  |  |  | N | N | Eligible
MI | MI | GMN | Antigens, Cf, Toxoplasma Gondii | 2 |  | N | Y |  | 866.378 | 1 |  |  |  |  | N | N | Eligible
MI | MI | GMO | Antigen, Latex Agglutination, Entamoeba Histolytica & Rel. Spp. | 2 |  | N | N |  | 866.322 | 4 |  |  |  |  | N | N | Eligible
MI | MI | GMP | Antisera, Control For Nontreponemal Tests | 2 |  | N | Y |  | 866.382 | 1 |  |  |  |  | N | N | Eligible
MI | MI | GMQ | Antigens, Nontreponemal, All | 2 |  | N | Y |  | 866.382 | 1 |  |  |  |  | N | N | Eligible
MI | MI | GMR | Sera, Reactive And Non-Specific Control, Fta-Abs Test | 2 |  | N | Y |  | 866.383 | 1 |  |  |  |  | N | N | Eligible
MI | MI | GMS | Anti-Human Globulin, Fta-Abs Test | 2 |  | N | Y |  | 866.383 | 1 |  |  |  |  | N | N | Eligible
MI | MI | GMT | Antigens, Ha, Treponema Pallidum | 2 |  | N | Y |  | 866.383 | 1 |  |  |  |  | N | N | Eligible
MI | MI | GMW | Test, Sorbent, Fta-Abs | 2 |  | N | Y |  | 866.383 | 1 |  |  |  |  | N | N | Eligible
MI | MI | GMX | Antisera, Fluorescent Antibody For Fta-Abs Test | 2 |  | N | Y |  | 866.383 | 1 |  |  |  |  | N | N | Eligible
MI | MI | GMY | Antisera, Fluorescent, All Types, Escherichia Coli | 1 |  | N | N |  | 866.3255 | 4 |  |  |  |  | N | N | Eligible
MI | MI | GMZ | Antigens, All Types, Escherichia Coli | 1 |  | N | N |  | 866.3255 | 4 |  |  |  |  | N | N | Eligible
MI | MI | GNA | Antisera, All Types, Escherichia Coli | 1 |  | N | N |  | 866.3255 | 4 |  |  |  |  | N | N | Eligible
MI | MI | GNB | Antisera, All Types, Shigella Spp. | 2 |  | N | N |  | 866.366 | 4 |  |  |  |  | N | N | Eligible
MI | MI | GNC | Antigens, Febrile, Slide And Tube, All Groups, Salmonella Spp. | 2 |  | N | N |  | 866.355 | 4 |  |  |  |  | N | N | Eligible
MI | MI | GND | Antigen, Iha, T. Cruzi | 1 |  | N | Y |  | 866.387 | 1 |  |  |  |  | N | N | Eligible
MI | MI | GNE | Antigen, Latex Agglutination, T. Cruzi | 1 |  | N | Y |  | 866.387 | 1 |  |  |  |  | N | N | Eligible
MI | MI | GNF | Antigen, Cf, T. Cruzi | 1 |  | N | Y |  | 866.387 | 1 |  |  |  |  | N | N | Eligible
MI | MI | GNG | Antigens, Cf (Including Cf Control), Coxsackievirus A 1-24, B 1-6 | 1 |  | N | N |  | 866.3145 | 4 |  |  |  |  | N | N | Eligible
MI | MI | GNH | Antigen, Fluorescent Antibody Test, Schistosoma Mansoni | 1 |  | N | N |  | 866.36 | 4 |  |  |  |  | N | N | Eligible
MI | MI | GNI | Antisera, Neutralization, Echovirus 1-34 | 1 |  | N | N |  | 866.3205 | 4 |  |  |  |  | N | N | Eligible
MI | MI | GNJ | Antigens, Ha, Echovirus 1-34 | 1 |  | N | N |  | 866.3205 | 4 |  |  |  |  | N | N | Eligible
MI | MI | GNK | Antisera, Cf, Echovirus 1-34 | 1 |  | N | N |  | 866.3205 | 4 |  |  |  |  | N | N | Eligible
MI | MI | GNL | Antigens, Cf (Including Cf Control), Echovirus 1-34 | 1 |  | N | N |  | 866.3205 | 4 |  |  |  |  | N | N | Eligible
MI | MI | GNM | Antisera, Fluorescent, Coxsackievirus A 1-24, B 1-6 | 1 |  | N | N |  | 866.3145 | 4 |  |  |  |  | N | N | Eligible
MI | MI | GNN | Antisera, Neutralization, Coxsackievirus A 1-24, B 1-6 | 1 |  | N | N |  | 866.3145 | 4 |  |  |  |  | N | N | Eligible
MI | MI | GNO | Antisera, Cf, Coxsackievirus A 1-24, B 1-6 | 1 |  | N | N |  | 866.3145 | 4 |  |  |  |  | N | N | Eligible
MI | MI | GNP | Antiserum, Cf, Epstein-Barr Virus | 1 |  | N | Y |  | 866.3235 | 1 |  |  |  |  | N | N | Eligible
MI | MI | GNQ | Antigen, Cf (Including Cf Control), Epstein-Barr Virus | 1 |  | N | Y |  | 866.3235 | 1 |  |  |  |  | N | N | Eligible
MI | MI | GNR | Antisera, Neutralization, Influenza Virus A, B, C | 1 |  | N | N |  | 866.333 | 4 |  |  |  |  | N | N | Eligible
MI | MI | GNS | Antisera, Hai, Influenza Virus A, B, C | 1 |  | N | N |  | 866.333 | 4 |  |  |  |  | N | N | Eligible
MI | MI | GNT | Antigens, Ha (Including Ha Control), Influenza Virus A, B, C | 1 |  | N | N |  | 866.333 | 4 |  |  |  |  | N | N | Eligible
MI | MI | GNW | Antisera, Cf, Influenza Virus A, B, C | 1 |  | N | N |  | 866.333 | 4 |  |  |  |  | N | N | Eligible
MI | MI | GNX | Antigens, Cf (Including Cf Control), Influenza Virus A, B, C | 1 |  | N | N |  | 866.333 | 4 |  |  |  |  | N | N | Eligible
MI | MI | GNY | Antisera, Fluorescent, Adenovirus 1-33 | 1 |  | N | N |  | 866.302 | 4 |  |  |  |  | N | N | Eligible
MI | MI | GNZ | Antisera, Neutralization, Adenovirus 1-33 | 1 |  | N | N |  | 866.302 | 4 |  |  |  |  | N | N | Eligible
MI | MI | GOA | Antisera, Cf, Adenovirus 1-33 | 1 |  | N | N |  | 866.302 | 4 |  |  |  |  | N | N | Eligible
MI | MI | GOB | Antigens, Ha (Including Ha Control), Adenovirus 1-33 | 1 |  | N | N |  | 866.302 | 4 |  |  |  |  | N | N | Eligible
MI | MI | GOC | Antisera, Hai, Adenovirus 1-33 | 1 |  | N | N |  | 866.302 | 4 |  |  |  |  | N | N | Eligible
MI | MI | GOD | Antigens, Cf (Including Cf Control), Adenovirus 1-33 | 1 |  | N | N |  | 866.302 | 4 |  |  |  |  | N | N | Eligible
MI | MI | GOE | Antisera, Fluorescent, Poliovirus 1-3 | 1 |  | N | N |  | 866.3405 | 4 |  |  |  |  | N | N | Eligible
MI | MI | GOF | Antisera, Neutralization, Poliovirus 1-3 | 1 |  | N | N |  | 866.3405 | 4 |  |  |  |  | N | N | Eligible
MI | MI | GOG | Antisera, Cf, Poliovirus 1-3 | 1 |  | N | N |  | 866.3405 | 4 |  |  |  |  | N | N | Eligible
MI | MI | GOH | Antigens, Cf (Including Cf Control), Poliovirus 1-3 | 1 |  | N | N |  | 866.3405 | 4 |  |  |  |  | N | N | Eligible
MI | MI | GOI | Antiserum, Fluorescent, Rabies Virus | 2 |  | N | N |  | 866.346 | 1 |  |  |  |  | N | N | Eligible
MI | MI | GOJ | Antisera, Neutralization, Rubella | 2 |  | N | Y |  | 866.351 | 1 |  |  |  |  | N | N | Eligible
MI | MI | GOK | Antisera, Hai (Including Hai Control), Rubella | 2 |  | N | Y |  | 866.351 | 1 |  |  |  |  | N | N | Eligible
MI | MI | GOL | Antigen, Ha (Including Ha Control), Rubella | 2 |  | N | Y |  | 866.351 | 1 |  |  |  |  | N | N | Eligible
MI | MI | GOM | Antisera, Cf, Rubella | 2 |  | N | Y |  | 866.351 | 1 |  |  |  |  | N | N | Eligible
MI | MI | GON | Antigen, Cf (Including Cf Control), Rubella | 2 |  | N | Y |  | 866.351 | 1 |  |  |  |  | N | N | Eligible
MI | MI | GOO | Antisera, Fluorescent, All Globulins, Salmonella Spp. | 2 |  | N | N |  | 866.355 | 4 |  |  |  |  | N | N | Eligible
MI | MI | GOP | Antisera, C. Acnes (553, 605) | 1 |  | N | N |  | 866.314 | 4 |  |  |  |  | N | N | Eligible
MI | MI | GOS | Antiserum, Fluorescent, C. Diphtheriae | 1 |  | N | N |  | 866.314 | 4 |  |  |  |  | N | N | Eligible
MI | MI | GOT | Antigen, B. Parapertussis | 1 |  | N | N |  | 866.3065 | 4 |  |  |  |  | N | N | Eligible
MI | MI | GOW | Antisera, Agglutinating, B. Parapertussis | 1 |  | N | N |  | 866.3065 | 4 |  |  |  |  | N | N | Eligible
MI | MI | GOX | Antigen, B. Pertussis | 1 |  | N | N |  | 866.3065 | 4 |  |  |  |  | N | N | Eligible
MI | MI | GOY | Antisera, Agglutinating, B. Pertussis, All | 1 |  | N | N |  | 866.3065 | 4 |  |  |  |  | N | N | Eligible
MI | MI | GOZ | Antisera, Fluorescent, B. Pertussis | 1 |  | N | N |  | 866.3065 | 4 |  |  |  |  | N | N | Eligible
MI | MI | GPD | Antigen, Indirect Fluorescent Antibody Test, Echinococcus Granulosus | 1 |  | N | N |  | 866.32 | 4 |  |  |  |  | N | N | Eligible
MI | MI | GPE | Antisera, Positive Control, Echinococcus Spp. | 1 |  | N | N |  | 866.32 | 4 |  |  |  |  | N | N | Eligible
MI | MI | GPF | Antigen, Agglutinating, Echinococcus Spp. | 1 |  | N | N |  | 866.32 | 4 |  |  |  |  | N | N | Eligible
MI | MI | GPG | Antigen, Latex Agglutination, Trichinella Spiralis | 1 |  | N | N |  | 866.385 | 4 |  |  |  |  | N | N | Eligible
MI | MI | GPH | Antiserum, Bentonite Flocculation, Trichinella Spiralis | 1 |  | N | N |  | 866.385 | 4 |  |  |  |  | N | N | Eligible
MI | MI | GPI | Antigen, Bentonite Flocculation, Trichinella Spiralis | 1 |  | N | N |  | 866.385 | 4 |  |  |  |  | N | N | Eligible
MI | MI | GPJ | Antiserum, Fluorescent, Q Fever | 1 |  | N | N |  | 866.35 | 4 |  |  |  |  | N | N | Eligible
MI | MI | GPK | Antiserum, Rickettsial Pox | 1 |  | N | N |  | 866.35 | 4 |  |  |  |  | N | N | Eligible
MI | MI | GPM | Antiserum, Murine Typhus Fever | 1 |  | N | N |  | 866.35 | 4 |  |  |  |  | N | N | Eligible
MI | MI | GPN | Antiserum, Typhus Fever | 1 |  | N | N |  | 866.35 | 4 |  |  |  |  | N | N | Eligible
MI | MI | GPO | Antigen, Cf, Typhus Fever Group | 1 |  | N | N |  | 866.35 | 4 |  |  |  |  | N | N | Eligible
MI | MI | GPP | Antiserum, Rocky Mountain Spotted Fever | 1 |  | N | N |  | 866.35 | 4 |  |  |  |  | N | N | Eligible
MI | MI | GPQ | Antigen, Cf, Spotted Fever Group | 1 |  | N | N |  | 866.35 | 4 |  |  |  |  | N | N | Eligible
MI | MI | GPR | Antiserum, Cf, Q Fever | 1 |  | N | N |  | 866.35 | 4 |  |  |  |  | N | N | Eligible
MI | MI | GPS | Antigen, Cf, Q Fever | 1 |  | N | N |  | 866.35 | 4 |  |  |  |  | N | N | Eligible
MI | MI | GPT | Antiserum, Cf, Psittacosis (Chlamydia Group) | 1 |  | N | Y |  | 866.312 | 1 |  |  |  |  | N | N | Eligible
MI | MI | GPW | Antigen, Cf, Psittacosis (Chlamydia Group) | 1 |  | N | Y |  | 866.312 | 1 |  |  |  |  | N | N | Eligible
MI | MI | GPX | Antisera, Neutralizion, Reovirus 1-3 | 1 |  | N | N |  | 866.347 | 4 |  |  |  |  | N | N | Eligible
MI | MI | GPY | Antisera, Hai, Reovirus 1-3 | 1 |  | N | N |  | 866.347 | 4 |  |  |  |  | N | N | Eligible
MI | MI | GPZ | Antisera, Cf, Reovirus 1-3 | 1 |  | N | N |  | 866.347 | 4 |  |  |  |  | N | N | Eligible
MI | MI | GQA | Antigens, Ha (Including Ha Control), Reovirus 1-3 | 1 |  | N | N |  | 866.347 | 4 |  |  |  |  | N | N | Eligible
MI | MI | GQB | Antigens, Cf (Including Cf Control), Reovirus 1-3 | 1 |  | N | N |  | 866.347 | 4 |  |  |  |  | N | N | Eligible
MI | MI | GQC | Antisera, Cf, Equine Encephalitis Virus, Eee, Wee | 1 |  | N | N |  | 866.324 | 4 |  |  |  |  | N | N | Eligible
MI | MI | GQD | Antigens, Cf (Including Cf Control), Equine Encephalitis Virus, Eee, Wee | 1 |  | N | N |  | 866.324 | 4 |  |  |  |  | N | N | Eligible
MI | MI | GQE | Antisera, Neutralization, All Types, Rhinovirus | 1 |  | N | N |  | 866.349 | 4 |  |  |  |  | N | N | Eligible
MI | MI | GQF | Antiserum, Neutralization, Respiratory Syncytial Virus | 1 |  | N | N |  | 866.348 | 4 |  |  |  |  | N | N | Eligible
MI | MI | GQG | Antigen, Cf (Including Cf Controls), Respiratory Syncytial Virus | 1 |  | N | N |  | 866.348 | 4 |  |  |  |  | N | N | Eligible
MI | MI | GQH | Antigen, Cf (Including Cf Control), Cytomegalovirus | 2 |  | N | Y |  | 866.3175 | 1 |  |  |  |  | N | N | Eligible
MI | MI | GQI | Antiserum, Cf, Cytomegalovirus | 2 |  | N | Y |  | 866.3175 | 1 |  |  |  |  | N | N | Eligible
MI | MI | GQJ | Antiserum, Cf, Lymphocytic Choriomeningitis Virus | 1 |  | N | N |  | 866.336 | 4 |  |  |  |  | N | N | Eligible
MI | MI | GQK | Antigen, Cf, Lymphocytic Choriomeningitis Virus | 1 |  | N | N |  | 866.336 | 4 |  |  |  |  | N | N | Eligible
MI | MI | GQL | Antisera, Fluorescent, Herpesvirus Hominis 1,2 | 2 |  | N | N |  | 866.3305 | 1 |  |  |  |  | N | N | Eligible
MI | MI | GQM | Antisera, Neutralization, Herpesvirus Hominis | 2 |  | N | N |  | 866.3305 | 1 |  |  |  |  | N | N | Eligible
MI | MI | GQN | Antigen, Cf (Including Cf Control), Herpesvirus Hominis 1,2 | 2 |  | N | N |  | 866.3305 | 1 |  |  |  |  | N | N | Eligible
MI | MI | GQO | Antisera, Cf, Herpesvirus Hominis 1,2 | 2 |  | N | N |  | 866.3305 | 1 |  |  |  |  | N | N | Eligible
MI | MI | GQP | Antisera, Neutralization, Parainfluenza Virus 1-4 | 1 |  | N | N |  | 866.34 | 4 |  |  |  |  | N | N | Eligible
MI | MI | GQQ | Antisera, Hai, Parainfluenza Virus 1-4 | 1 |  | N | N |  | 866.34 | 4 |  |  |  |  | N | N | Eligible
MI | MI | GQR | Antigens, Ha (Including Ha Control), Parainfluenza Virus 1-4 | 1 |  | N | N |  | 866.34 | 4 |  |  |  |  | N | N | Eligible
MI | MI | GQS | Antigens, Cf (Including Cf Control), Parainfluenza Virus 1-4 | 1 |  | N | N |  | 866.34 | 4 |  |  |  |  | N | N | Eligible
MI | MI | GQT | Antisera, Cf, Parainfluenza Virus 1-4 | 1 |  | N | N |  | 866.34 | 4 |  |  |  |  | N | N | Eligible
MI | MI | GQW | Antigen, Cf, (Including Cf Control), Varicella-Zoster | 2 |  | N | Y |  | 866.39 | 1 |  |  |  |  | N | N | Eligible
MI | MI | GQX | Antiserum, Cf, Varicella-Zoster | 2 |  | N | Y |  | 866.39 | 1 |  |  |  |  | N | N | Eligible
MI | MI | GQY | Antigen, Ha (Including Ha Control), Mumps Virus | 1 |  | N | N |  | 866.338 | 4 |  |  |  |  | N | N | Eligible
MI | MI | GQZ | Antiserum, Neutralization, Mumps Virus | 1 |  | N | N |  | 866.338 | 4 |  |  |  |  | N | N | Eligible
MI | MI | GRA | Antiserum, Fluorescent, Mumps Virus | 1 |  | N | N |  | 866.338 | 4 |  |  |  |  | N | N | Eligible
MI | MI | GRB | Antiserum, Cf, Mumps Virus | 1 |  | N | N |  | 866.338 | 4 |  |  |  |  | N | N | Eligible
MI | MI | GRC | Antigen, Cf (Including Cf Control), Mumps Virus | 1 |  | N | N |  | 866.338 | 4 |  |  |  |  | N | N | Eligible
MI | MI | GRD | Antiserum, Hai, Mumps Virus | 1 |  | N | N |  | 866.338 | 4 |  |  |  |  | N | N | Eligible
MI | MI | GRE | Antiserum, Fluorescent, Rubeola | 1 |  | N | N |  | 866.352 | 4 |  |  |  |  | N | N | Eligible
MI | MI | GRF | Antiserum, Cf, Rubeola | 1 |  | N | N |  | 866.352 | 4 |  |  |  |  | N | N | Eligible
MI | MI | GRG | Antiserum, Hai, Rubeola | 1 |  | N | N |  | 866.352 | 4 |  |  |  |  | N | N | Eligible
MI | MI | GRH | Antigen, Ha (Including Ha Control), Rubeola | 1 |  | N | N |  | 866.352 | 4 |  |  |  |  | N | N | Eligible
MI | MI | GRI | Antiserum, Neutralization, Rubeola | 1 |  | N | N |  | 866.352 | 4 |  |  |  |  | N | N | Eligible
MI | MI | GRJ | Antigen, Cf, (Including Cf Control), Rubeola | 1 |  | N | N |  | 866.352 | 4 |  |  |  |  | N | N | Eligible
MI | MI | GRK | Antisera, Fluorescent, Echovirus 1-34 | 1 |  | N | N |  | 866.3205 | 4 |  |  |  |  | N | N | Eligible
MI | MI | GRL | Antigens, All Groups, Salmonella Spp. | 2 |  | N | N |  | 866.355 | 4 |  |  |  |  | N | N | Eligible
MI | MI | GRM | Antisera, All Groups, Salmonella Spp. | 2 |  | N | N |  | 866.355 | 4 |  |  |  |  | N | N | Eligible
MI | MI | GRO | Antisera, Fluorescent, All Types, Hemophilus Spp. | 2 |  | N | N |  | 866.33 | 4 |  |  |  |  | N | N | Eligible
MI | MI | GRP | Antisera, All Types, H. Influenza | 2 |  | N | N |  | 866.33 | 4 |  |  |  |  | N | N | Eligible
MI | MI | GRT | Antiserum, Fluorescent, Mycobacterium Tuberculosis | 1 |  | N | Y |  | 866.337 | 1 |  |  |  |  | N | N | Eligible
MI | MI | GRW | Antisera, All Fluorescent, Leptospira Spp. | 2 |  | N | N |  | 866.335 | 4 |  |  |  |  | N | N | Eligible
MI | MI | GRX | Antisera, All Leptospira Spp. | 2 |  | N | N |  | 866.335 | 4 |  |  |  |  | N | N | Eligible
MI | MI | GRY | Antigens, All, Leptospira Spp. | 2 |  | N | N |  | 866.335 | 4 |  |  |  |  | N | N | Eligible
MI | MI | GRZ | Antisera, Fluorescent, All, Mycoplasma Spp. | 1 |  | N | N |  | 866.3375 | 4 |  |  |  |  | N | N | Eligible
MI | MI | GSA | Antisera, All Mycoplasma Spp. | 1 |  | N | N |  | 866.3375 | 4 |  |  |  |  | N | N | Eligible
MI | MI | GSB | Antigens, Cf, All, Mycoplasma Spp. | 1 |  | N | N |  | 866.3375 | 4 |  |  |  |  | N | N | Eligible
MI | MI | GSD | Antiserum, Fluorescent, Erysipelothrix Rhusiopathiae | 1 |  | N | N |  | 866.325 | 4 |  |  |  |  | N | N | Eligible
MI | MI | GSE | Antiserum, Erysipelothrix Rhusiopathiae | 1 |  | N | N |  | 866.325 | 4 |  |  |  |  | N | N | Eligible
MI | MI | GSF | Antigen, Erysipelothrix Rhusiopathiae | 1 |  | N | N |  | 866.325 | 4 |  |  |  |  | N | N | Eligible
MI | MI | GSG | Antisera, Fluorescent, All Types, Listeria Monocytogenes | 1 |  | N | N |  | 866.3355 | 4 |  |  |  |  | N | N | Eligible
MI | MI | GSH | Antisera, All Types, Listeria Monocytogenes | 1 |  | N | N |  | 866.3355 | 4 |  |  |  |  | N | N | Eligible
MI | MI | GSI | Antigens, Slide And Tube, All Types, Listeria Monocytogenes | 1 |  | N | N |  | 866.3355 | 4 |  |  |  |  | N | N | Eligible
MI | MI | GSJ | Antiserum, Fluorescent, Francisella Tularensis | 2 |  | N | N |  | 866.328 | 4 |  |  |  |  | N | N | Eligible
MI | MI | GSK | Antiserum, Francisella Tularensis | 2 |  | N | N |  | 866.328 | 4 |  |  |  |  | N | N | Eligible
MI | MI | GSL | Antigens, Slide And Tube, Francisella Tularensis | 2 |  | N | N |  | 866.328 | 4 |  |  |  |  | N | N | Eligible
MI | MI | GSM | Antisera, Fluorescent, Brucella Spp. | 2 |  | N | N |  | 866.3085 | 4 |  |  |  |  | N | N | Eligible
MI | MI | GSN | Antiserum, Positive And Negative Febrile Antigen Control Serum | 2 |  | N | N |  | 866.3085 | 4 |  |  |  |  | N | N | Eligible
MI | MI | GSO | Antigens (Febrile), Agglutination, Brucella Spp. | 2 |  | N | N |  | 866.3085 | 4 |  |  |  |  | N | N | Eligible
MI | MI | GSP | Antiserum, Fluorescent, Campylobacter Fetus | 1 |  | N | Y |  | 866.311 | 1 |  |  |  |  | N | N | Eligible
MI | MI | GSQ | Antiserum, Vibrio Cholerae, All Varieties | 2 |  | N | N |  | 866.393 | 4 |  |  |  |  | N | N | Eligible
MI | MI | GSR | Antisera, Fluorescent, Pseudomonas Pseudomallei | 2 |  | N | N |  | 866.3415 | 4 |  |  |  |  | N | N | Eligible
MI | MI | GSS | Antisera, Fluorescent, Pseudomonas Aeruginosa | 2 |  | N | N |  | 866.3415 | 4 |  |  |  |  | N | N | Eligible
MI | MI | GST | Antiserum, Pseudomonas Pseudomallei | 2 |  | N | N |  | 866.3415 | 4 |  |  |  |  | N | N | Eligible
MI | MI | GSW | Antiserum, Flavobacterium Meningosepticum, All Groups | 1 |  | N | N |  | 866.327 | 4 |  |  |  |  | N | N | Eligible
MI | MI | GSX | Antisera, Acinetobacter Calcoaceticus, All Varieties | 1 |  | N | N |  | 866.301 | 4 |  |  |  |  | N | N | Eligible
MI | MI | GSY | Antisera, Fluorescent, All Globulins, Proteus Spp. | 1 |  | N | N |  | 866.341 | 4 |  |  |  |  | N | N | Eligible
MI | MI | GSZ | Antigens, Febrile (Weil-Felix), All Groups | 1 |  | N | N |  | 866.341 | 4 |  |  |  |  | N | N | Eligible
MI | MI | GTA | Antisera, All, Serratia Marcesans | 1 |  | N | N |  | 866.363 | 4 |  |  |  |  | N | N | Eligible
MI | MI | GTB | Antisera, Fluorescent, All Types, Klebsiella Spp. | 1 |  | N | N |  | 866.334 | 4 |  |  |  |  | N | N | Eligible
MI | MI | GTC | Antisera, All Types, Klebsiella Spp. | 1 |  | N | N |  | 866.334 | 4 |  |  |  |  | N | N | Eligible
MI | MI | GTD | Antisera, Fluorescent, All Globulins, Shigella Spp. | 2 |  | N | N |  | 866.366 | 4 |  |  |  |  | N | N | Eligible
MI | MI | GTE | Antisera, Arizona Spp., All | 1 |  | N | N |  | 866.3035 | 4 |  |  |  |  | N | N | Eligible
MI | MI | GTF | Antisera, Bethesda - Ballerup Polyvalent, Citrobacter Spp. | 1 |  | N | N |  | 866.3125 | 4 |  |  |  |  | N | N | Eligible
MI | MI | GTH | Antiserum, Fluorescent (Direct Test), All Groups, N. Gonorrhoeae | 2 |  | N | Y |  | 866.339 | 1 |  |  |  |  | N | N | Eligible
MI | MI | GTI | Antisera, Fluorescent, All Groups, N. Meningitidis | 2 |  | N | Y |  | 866.339 | 1 |  |  |  |  | N | N | Eligible
MI | MI | GTJ | Antisera, All Groups, N. Meningitidis | 2 |  | N | Y |  | 866.339 | 1 |  |  |  |  | N | N | Eligible
MI | MI | GTL | Phages, Staphylococcal Typing, All Types | 1 |  | N | N |  | 866.205 | 4 |  |  |  |  | N | N | Eligible
MI | MI | GTN | Antisera, Fluorescent, All Types, Staphylococcus Spp. | 1 |  | N | N |  | 866.37 | 4 |  |  |  |  | N | N | Eligible
MI | MI | GTO | Anti-Streptokinase | 1 |  | N | N |  | 866.372 | 4 |  |  |  |  | N | N | Eligible
MI | MI | GTP | Exoenzymes, Multiple, Streptococcal | 1 |  | N | N |  | 866.372 | 4 |  |  |  |  | N | N | Eligible
MI | MI | GTQ | Antistreptolysin - Titer/Streptolysin O Reagent | 1 |  | N | N |  | 866.372 | 4 |  |  |  |  | N | N | Eligible
MI | MI | GTR | Antideoxyribonuclease, Streptococcus Spp. | 1 |  | N | N |  | 866.372 | 4 |  |  |  |  | N | N | Eligible
MI | MI | GTX | Antisera, Fluorescent, All Groups, Streptococcus Spp. | 1 |  | N | N |  | 866.374 | 4 |  |  |  |  | N | N | Eligible
MI | MI | GTY | Antigens, All Groups, Streptococcus Spp. | 1 |  | N | N |  | 866.374 | 4 |  |  |  |  | N | N | Eligible
MI | MI | GTZ | Antisera, All Groups, Streptococcus Spp. | 1 |  | N | N |  | 866.374 | 4 |  |  |  |  | N | N | Eligible
MI | MI | GWB | Antisera, Fluorescent, All Types, Streptococcus Pneumoniae | 1 |  | N | N |  | 866.374 | 4 |  |  |  |  | N | N | Eligible
MI | MI | GWC | Antisera, All Types, Streptococcus Pneumoniae | 1 |  | N | N |  | 866.374 | 4 |  |  |  |  | N | N | Eligible
MI | MI | GWD | Indirect Fluorescent Antibody Test, Entamoeba Histolytica & Rel Sp | 2 |  | N | N |  | 866.322 | 4 |  |  |  |  | N | N | Eligible
MI | MI | JRW | Antisera, Fluorescent, B. Parapertussis | 1 |  | N | N |  | 866.3065 | 4 |  |  |  |  | N | N | Eligible
MI | MI | JRY | Antiserum, Fluorescent, Epstein-Barr Virus | 1 |  | N | Y |  | 866.3235 | 1 |  |  |  |  | N | N | Eligible
MI | MI | JRZ | Media, Culture, Amino Acid Assay | 1 |  | N | N |  | 866.235 | 4 |  |  |  |  | N | N | Eligible
MI | MI | JSA | Culture Media, Antibiotic Assay | 1 |  | N | N |  | 866.235 | 4 |  |  |  |  | N | N | Eligible
MI | MI | JSB | Culture Media, Vitamin Assay | 1 |  | N | N |  | 866.235 | 4 |  |  |  |  | N | N | Eligible
MI | MI | JSC | Culture Media, General Nutrient Broth | 1 |  | N | N |  | 866.235 | 4 |  |  |  |  | N | N | Eligible
MI | MI | JSD | Culture Media, Selective Broth | 1 |  | N | N |  | 866.236 | 4 |  |  |  |  | N | N | Eligible
MI | MI | JSE | Culture Media, Multiple Biochemical Test | 1 |  | N | N |  | 866.232 | 4 |  |  |  |  | N | N | Eligible
MI | MI | JSF | Culture Media, Single Biochemical Test | 1 |  | N | N |  | 866.232 | 4 |  |  |  |  | N | N | Eligible
MI | MI | JSG | Culture Media, Non-Selective And Non-Differential | 1 |  | N | N |  | 866.23 | 4 |  |  |  |  | N | N | Eligible
MI | MI | JSH | Culture Media, Non-Selective And Differential | 1 |  | N | N |  | 866.232 | 4 |  |  |  |  | N | N | Eligible
MI | MI | JSI | Culture Media, Selective And Differential | 1 |  | N | N |  | 866.236 | 4 |  |  |  |  | N | N | Eligible
MI | MI | JSJ | Culture Media, Selective And Non-Differential | 1 |  | N | N |  | 866.236 | 4 |  |  |  |  | N | N | Eligible
MI | MI | JSK | Supplement, Culture Media | 1 |  | N | N |  | 866.245 | 4 |  |  |  |  | N | N | Eligible
MI | MI | JSL | Culture Media, Anaerobic Transport | 1 |  | N | Y |  | 866.239 | 1 |  |  |  |  | N | N | Eligible
MI | MI | JSM | Culture Media, Non-Propagating Transport | 1 |  | N | Y |  | 866.239 | 1 |  |  |  |  | N | N | Eligible
MI | MI | JSN | Culture Media, Propagating Transport | 1 |  | N | Y |  | 866.239 | 1 |  |  |  |  | N | N | Eligible
MI | MI | JSO | Culture Media, Antimicrobial Susceptibility Test, Excluding Mueller Hinton Agar | 2 |  | N | Y |  | 866.17 | 1 |  |  |  |  | N | N | Eligible
MI | MI | JSP | Kit, Anaerobic Identification | 1 |  | N | N |  | 866.266 | 4 |  |  |  |  | N | N | Eligible
MI | MI | JSR | Kit, Identification, Dermatophyte | 1 |  | N | N |  | 866.266 | 4 |  |  |  |  | N | N | Eligible
MI | MI | JSS | Kit, Identification, Enterobacteriaceae | 1 |  | N | N |  | 866.266 | 4 |  |  |  |  | N | N | Eligible
MI | MI | JST | Kit, Fastidious Organisms | 1 |  | N | N |  | 866.266 | 4 |  |  |  |  | N | N | Eligible
MI | MI | JSW | Kit, Identification, Glucose Nonfermenter | 1 |  | N | N |  | 866.266 | 4 |  |  |  |  | N | N | Eligible
MI | MI | JSX | Kit, Identification, Neisseria Gonorrhoeae | 1 |  | N | N |  | 866.266 | 4 |  |  |  |  | N | N | Ineligible
MI | MI | JSY | Kit, Identification, Mycobacteria | 1 |  | N | N |  | 866.266 | 4 |  |  |  |  | N | N | Eligible
MI | MI | JSZ | Kit, Identification, Pseudomonas | 1 |  | N | N |  | 866.266 | 4 |  |  |  |  | N | N | Eligible
MI | MI | JTA | Monitor, Microbial Growth | 1 |  | N | N |  | 866.256 | 4 |  |  |  |  | N | N | Eligible
MI | MI | JTB | Device, Media Dispensing/Stacking | 1 |  | Y | N |  | 866.244 | 4 |  |  |  |  | N | N | Eligible
MI | MI | JTC | Device, Microtiter Diluting/Dispensing | 1 |  | N | N |  | 866.25 | 4 |  |  |  |  | N | N | Eligible
MI | MI | JTL | Plasma, Coagulase, Human, Horse And Rabbit | 1 |  | N | N |  | 866.216 | 4 |  |  |  |  | N | N | Eligible
MI | MI | JTM | Anaerobic Box Glove | 1 |  | Y | N |  | 866.212 | 4 |  |  |  |  | N | N | Eligible
MI | MI | JTN | Susceptibility Test Discs, Antimicrobial | 2 |  | N | Y |  | 866.162 | 1 |  |  |  |  | N | N | Ineligible
MI | MI | JTO | Discs, Strips And Reagents, Microorganism Differentiation | 1 |  | N | N |  | 866.266 | 4 |  |  |  |  | N | N | Eligible
MI | MI | JTQ | Bath, Incubators/Water, All | 1 |  | Y | N |  | 866.254 | 4 |  |  |  |  | N | N | Eligible
MI | MI | JTR | Kit, Quality Control For Culture Media | 1 |  | N | N |  | 866.248 | 4 |  |  |  |  | N | N | Eligible
MI | MI | JTT | Susceptibility Test Powders, Antimicrobial | 2 |  | N | Y |  | 866.164 | 1 |  |  |  |  | N | N | Ineligible
MI | MI | JTW | System, Transport, Aerobic | 1 |  | N | Y |  | 866.29 | 1 |  |  |  |  | N | N | Eligible
MI | MI | JTX | Transport Systems, Anaerobic | 1 |  | N | Y |  | 866.29 | 1 |  |  |  |  | N | N | Eligible
MI | MI | JTY | Culture Media, For Isolation Of Pathogenic Neisseria | 2 |  | N | Y |  | 866.241 | 1 |  |  |  |  | N | N | Eligible
MI | MI | JTZ | Culture Media, Antimicrobial Susceptibility Test, Mueller Hinton Agar/Broth | 2 |  | N | Y |  | 866.17 | 1 |  |  |  |  | N | N | Ineligible
MI | MI | JWK | Antigen, Positive Control, Cryptococcus Neoformans | 2 |  | N | N |  | 866.3165 | 4 |  |  |  |  | N | N | Eligible
MI | MI | JWL | Antigen, Treponema Pallidum For Fta-Abs Test | 2 |  | N | Y |  | 866.383 | 1 |  |  |  |  | N | N | Eligible
MI | MI | JWT | Antigen, Cf, Aspergillus Spp. | 1 |  | N | N |  | 866.304 | 4 |  |  |  |  | N | N | Eligible
MI | MI | JWW | Antigen, Cf, B. Dermatitidis | 2 |  | N | N |  | 866.306 | 4 |  |  |  |  | N | N | Eligible
MI | MI | JWX | Kit, Screening, Staphylococcus Aureus | 1 |  | N | N |  | 866.266 | 4 |  |  |  |  | N | N | Eligible
MI | MI | JWY | Manual Antimicrobial Susceptibility Test Systems | 2 |  | N | Y |  | 866.164 | 1 |  |  |  |  | N | N | Ineligible
MI | MI | JWZ | Kit, Screening, Trichomonas | 1 |  | N | N |  | 866.266 | 4 |  |  |  |  | N | N | Eligible
MI | MI | JXA | Kit, Screening, Urine | 1 |  | N | N |  | 866.266 | 4 |  |  |  |  | N | N | Eligible
MI | MI | JXB | Kit, Identification, Yeast | 1 |  | N | N |  | 866.266 | 4 |  |  |  |  | N | N | Eligible
MI | MI | JXC | Kit, Screening, Yeast | 1 |  | N | N |  | 866.266 | 4 |  |  |  |  | N | N | Eligible
MI | MI | KFG | Antiserum, Positive Control, Aspergillus Spp. | 1 |  | N | N |  | 866.304 | 4 |  |  |  |  | N | N | Eligible
MI | MI | KFH | Antiserum, Positive Control, Blastomyces Dermatitidis | 2 |  | N | N |  | 866.306 | 4 |  |  |  |  | N | N | Eligible
MI | MI | KFI | Strip, Virulence, Corynebacterium Diphtheriae | 1 |  | N | N |  | 866.314 | 4 |  |  |  |  | N | N | Eligible
MI | MI | KHW | Antigen, Id, Ha, Cep, Entamoeba Histolytica & Rel. Spp. | 2 |  | N | N |  | 866.322 | 4 |  |  |  |  | N | N | Eligible
MI | MI | KLH | Antisera, C. Acnes | 1 |  | N | N |  | 866.314 | 4 |  |  |  |  | N | N | Eligible
MI | MI | KZB | Automated Colony Counter | 1 |  | N | N |  | 866.217 | 4 |  |  |  |  | N | N | Eligible
MI | MI | KZC | Manual Colony Counter | 1 |  | Y | N |  | 866.218 | 4 |  |  |  |  | N | N | Eligible
MI | MI | KZI | Culture Media, Enriched | 1 |  | N | N |  | 866.233 | 4 |  |  |  |  | N | N | Eligible
MI | MI | KZJ | Device, Gas Generating | 1 |  | N | N |  | 866.258 | 4 |  |  |  |  | N | N | Eligible
MI | MI | KZK | Reader, Zone, Automated | 1 |  | N | Y |  | 866.285 | 1 |  |  |  |  | N | N | Eligible
MI | MI | LFX | Enzyme Linked Immunoabsorbent Assay, Rubella | 2 |  | N | Y |  | 866.351 | 1 |  |  |  |  | N | N | Eligible
MI | MI | LFY | Enzyme Linked Immunoabsorbent Assay, Varicella-Zoster | 2 |  | N | Y |  | 866.39 | 1 |  |  |  |  | N | N | Eligible
MI | MI | LFZ | Enzyme Linked Immunoabsorbent Assay, Cytomegalovirus | 2 |  | N | N |  | 866.3175 | 1 |  |  |  |  | N | N | Eligible
MI | MI | LGA | Device, Oxidase Test For Gonorrhea | 3 |  | N | N |  | 866.242 | 2 |  |  |  |  | N | N | Ineligible
MI | MI | LGB | Gonococcal Antibody Tests | 3 |  | N | N |  | 866.329 | 2 |  |  |  |  | N | N | Ineligible
MI | MI | LGC | Enzyme Linked Immunoabsorbent Assay, Herpes Simplex Virus, Non-Specific | 2 |  | N | N |  | 866.3305 | 1 |  |  |  |  | N | N | Eligible
MI | MI | LGD | Enzyme Linked Immunoabsorbent Assay, Toxoplasma Gondii | 2 |  | N | Y |  | 866.378 | 1 |  |  |  |  | N | N | Eligible
MI | MI | LHJ | Staphylococcus Aureus Protein A Insoluble | 1 |  | N | N |  | 866.37 | 4 |  |  |  |  | N | N | Eligible
MI | MI | LHK | Antigen, Id, Candida Albicans | 2 |  | N | N |  | 866.3165 | 4 |  |  |  |  | N | N | Eligible
MI | MI | LHL | Reagents, Antibody, Legionella, Direct & Indirect Fluorescent | 2 |  | N | N |  | 866.33 | 4 |  |  |  |  | N | N | Eligible
MI | MI | LHT | Staphylococcus Aureus Somatic Antigens | 1 |  | N | N |  | 866.37 | 4 |  |  |  |  | N | N | Eligible
MI | MI | LHW | Erythrocyte Suspension, Multi Species, Serological Reagent And Equipment | 1 |  | N | N |  | 866.372 | 4 |  |  |  |  | N | N | Eligible
MI | MI | LIA | Antigens, All Groups, Shigella Spp. | 2 |  | N | N |  | 866.366 | 4 |  |  |  |  | N | N | Eligible
MI | MI | LIB | Device, General Purpose, Microbiology, Diagnostic | 1 |  | N | N |  | 866.266 | 4 |  |  |  |  | N | N | Eligible
MI | MI | LIC | Antiserum, Coagglutination (Direct) Neisseria Gonorrhoeae | 2 |  | N | Y |  | 866.339 | 1 |  |  |  |  | N | N | Eligible
MI | MI | LIE | Reagent/Device, Inoculum Calibration | 2 |  | N | Y |  | 866.164 | 1 |  |  |  |  | N | N | Eligible
MI | MI | LIN | Antisera, Conjugated Fluorescent, Cytomegalovirus | 2 |  | N | Y |  | 866.3175 | 1 |  |  |  |  | N | N | Eligible
MI | MI | LIO | Device, Specimen Collection | 1 |  | N | Y |  | 866.29 | 1 |  |  |  |  | N | N | Eligible
MI | MI | LIP | Enzyme Linked Immunoabsorption Assay, Treponema Pallidum | 2 |  | N | N |  | 866.383 | 1 |  |  |  |  | N | N | Eligible
MI | MI | LIQ | Enzyme Linked Immunoabsorbent Assay, Rotavirus | 1 |  | N | N |  | 866.3405 | 4 |  |  |  |  | N | N | Eligible
MI | MI | LIR | Antigen, Enzyme Linked Immunoabsorbent Assay, Neisseria Gonorrhoeae | 2 |  | N | Y |  | 866.339 | 1 |  |  |  |  | N | N | Eligible
MI | MI | LJB | Enzyme Linked Immunoabsorbent Assay, Rubeola Igg | 1 |  | N | N |  | 866.352 | 4 | The qualitative detection of measles specific IgG antibodies in serum or plasma. | IVD reagent kit | antigens and antisera used for the detection of measles antibodies | Not applicable in vitro use | N | N | Eligible
MI | MI | LJC | Enzyme Linked Immunoabsorbent Assay, (Chlamydiae Group) | 1 |  | N | Y |  | 866.312 | 1 |  |  |  |  | N | N | Eligible
MI | MI | LJF | Device, Antimicrobial Drug Removal | 1 |  | N | N |  | 866.256 | 4 |  |  |  |  | N | N | Eligible
MI | MI | LJG | Quality Control Slides | 1 |  | N | N |  | 866.266 | 4 |  |  |  |  | N | N | Eligible
MI | MI | LJK | Antisera, If, Toxoplasma Gondii | 2 |  | N | Y |  | 866.378 | 1 |  |  |  |  | N | N | Eligible
MI | MI | LJN | Antibody Igm, If, Epstein-Barr Virus | 1 |  | N | Y |  | 866.3235 | 1 |  |  |  |  | N | N | Eligible
MI | MI | LJO | Antigen, Iha, Cytomegalovirus | 2 |  | N | Y |  | 866.3175 | 1 |  |  |  |  | N | N | Eligible
MI | MI | LJP | Antiserum, Fluorescent, Chlamydia Trachomatis | 1 |  | N | Y |  | 866.312 | 1 |  |  |  |  | N | N | Eligible
MI | MI | LJY | Enzyme Linked Immunoabsorbent Assay, Mumps Virus | 1 |  | N | N |  | 866.338 | 4 |  |  |  |  | N | N | Eligible
MI | MI | LJZ | Enzyme Linked Immunoabsorbent Assay, Mycoplasma Spp. | 1 |  | N | N |  | 866.3375 | 4 |  |  |  |  | N | N | Eligible
MI | MI | LKA | Culture Media, Antimicrobial Susceptibility Test | 2 |  | N | Y |  | 866.17 | 1 |  |  |  |  | N | N | Eligible
MI | MI | LKC | Antigens, Indirect Hemagglutination (Iha) Herpes Simplex Virus | 2 |  | N | N |  | 866.3305 | 1 |  |  |  |  | N | N | Eligible
MI | MI | LKH | Antisera, Immunoperoxidase, Chlamydia Spp. | 1 |  | N | Y |  | 866.312 | 1 |  |  |  |  | N | N | Eligible
MI | MI | LKI | Antisera, Fluorescent, Chlamydia Spp. | 1 |  | N | Y |  | 866.312 | 1 |  |  |  |  | N | N | Eligible
MI | MI | LKQ | Antibody Igm,If, Cytomegalovirus Virus | 2 |  | N | Y |  | 866.3175 | 1 |  |  |  |  | N | N | Eligible
MI | MI | LKS | Device, Parasite Concentration | 1 |  | N | N |  | 866.29 | 4 |  |  |  |  | N | N | Eligible
MI | MI | LKT | Respiratory Syncytial Virus, Antigen, Antibody, Ifa | 1 |  | N | N |  | 866.348 | 4 |  |  |  |  | N | N | Eligible
MI | MI | LLA | Direct Agglutination Test, Toxoplasma Gondii | 2 |  | N | Y |  | 866.378 | 1 |  |  |  |  | N | N | Eligible
MI | MI | LLH | Reagents, Clostridium Difficile Toxin | 1 |  | N | N |  | 866.266 | 4 |  |  |  |  | N | N | Eligible
MI | MI | LLM | Test, Antigen, Nuclear, Epstein-Barr Virus | 1 |  | N | Y |  | 866.3235 | 1 |  |  |  |  | N | N | Eligible
MI | MI | LOL | Hepatitis A Test (Antibody And Igm Antibody) | 2 |  | N | N |  | 866.331 | 1 |  |  |  |  | N | N | Eligible
MI | MI | LOM | Test, Hepatitis B (B Antigen, B Surface Antigen, Be Antigen) | 2 |  | N | N |  | 866.3172 | 1 | In vitro diagnostic device intended for aid in the diagnosis of chronic or acute HBV infection. HBV surface antigen (HbsAg) is also used for screening of HBV infection in pregnant women to identify neonates who are at risk of acquiring hepatitis B during perinatal period. |  |  |  | N | N | Ineligible
MI | MI | LON | System, Test, Automated, Antimicrobial Susceptibility, Short Incubation | 2 |  | N | N |  | 866.1645 | 1 |  |  |  |  | N | N | Ineligible
MI | MI | LOO | Reagent, Leishmanii Serological | 1 |  | N | Y |  | 866.387 | 1 |  |  |  |  | N | N | Eligible
MI | MI | LOP | Solution, Antimicrobial | 2 |  | N | Y |  | 866.164 | 1 |  |  |  |  | N | N | Eligible
MI | MI | LQF | Dna-Reagents, Mycobacterium Spp. | 1 |  | N | Y |  | 866.337 | 1 |  |  |  |  | N | N | Eligible
MI | MI | LQG | Dna-Reagents, Mycoplasma Spp. | 1 |  | N | N |  | 866.3375 | 4 |  |  |  |  | N | N | Eligible
MI | MI | LQH | Dna-Reagents, Legionella | 2 |  | N | N |  | 866.33 | 4 |  |  |  |  | N | N | Eligible
MI | MI | LQL | Gram Positive Identification Panel | 1 |  | N | N |  | 866.266 | 4 |  |  |  |  | N | N | Ineligible
MI | MI | LQM | Gram Negative Identification Panel | 1 |  | N | N |  | 866.266 | 4 |  |  |  |  | N | N | Ineligible
MI | MI | LQN | Latex Agglutination Assay, Rubella | 2 |  | N | Y |  | 866.351 | 1 |  |  |  |  | N | N | Eligible
MI | MI | LQO | Dna-Reagents, Campylobacter Spp. | 1 |  | N | Y |  | 866.311 | 1 |  |  |  |  | N | N | Eligible
MI | MI | LQP | Campylobacter Spp. | 1 |  | N | Y |  | 866.311 | 1 |  |  |  |  | N | N | Eligible
MI | MI | LRF | Candida Spp., Direct Antigen, Id | 2 |  | N | N |  | 866.3165 | 4 |  |  |  |  | N | N | Eligible
MI | MI | LRG | Instrument For Auto Reader & Interpretation Of Overnight Suscept. Systems | 2 |  | N | Y |  | 866.164 | 1 |  |  |  |  | N | N | Ineligible
MI | MI | LRH | Instrument For Auto Reader Of Overnight Microorganism Identification System | 1 |  | N | N |  | 866.266 | 4 |  |  |  |  | N | N | Ineligible
MI | MI | LSC | Neisseria Controls | 1 |  | N | N |  | 866.266 | 4 |  |  |  |  | N | N | Eligible
MI | MI | LSD | Rubella, Other Assays | 2 |  | N | Y |  | 866.351 | 1 |  |  |  |  | N | N | Eligible
MI | MI | LSE | Epstein-Barr Virus, Other | 1 |  | N | Y |  | 866.3235 | 1 |  |  |  |  | N | N | Eligible
MI | MI | LSF | Dna-Reagents, Epstein-Barr Virus | 1 |  | N | Y |  | 866.3235 | 1 |  |  |  |  | N | N | Eligible
MI | MI | LSG | Candida Species, Antibody Detection | 2 |  | N | N |  | 866.3165 | 4 |  |  |  |  | N | N | Eligible
MI | MI | LSH | Antigen, Blastomyces Dermatitidis, Other | 2 |  | N | N |  | 866.306 | 4 |  |  |  |  | N | N | Eligible
MI | MI | LSI | Antiserum, Blastomyces Dermatitidis, Other | 2 |  | N | N |  | 866.306 | 4 |  |  |  |  | N | N | Eligible
MI | MI | LSJ | Antigen, Rubella, Other | 2 |  | N | Y |  | 866.351 | 1 |  |  |  |  | N | N | Eligible
MI | MI | LSK | Dna-Reagents, Chlamydia | 1 |  | N | Y |  | 866.312 | 1 |  |  |  |  | N | N | Eligible
MI | MI | LSL | Dna-Reagents, Neisseria | 2 |  | N | N |  | 866.339 | 1 |  |  |  |  | N | N | Ineligible
MI | MI | LSM | Dna-Reagents, Salmonella Spp. | 2 |  | N | N |  | 866.355 | 4 |  |  |  |  | N | N | Eligible
MI | MI | LSN | Dna-Reagents, Shigella Spp. | 2 |  | N | N |  | 866.366 | 4 |  |  |  |  | N | N | Eligible
MI | MI | LSO | Dna-Reagents, Cytomegalovirus | 2 |  | N | Y |  | 866.3175 | 1 |  |  |  |  | N | N | Eligible
MI | MI | LSQ | Reagent, Rickettsia Serological | 1 |  | N | N |  | 866.35 | 4 |  |  |  |  | N | N | Eligible
MI | MI | LSR | Reagent, Borrelia Serological Reagent | 2 |  | N | N |  | 866.383 | 1 |  |  |  |  | N | N | Eligible
MI | MI | LTS | Test Reagents, Neisseria Gonorrhoeae Biochemical | 1 |  | N | N |  | 866.266 | 4 |  |  |  |  | N | N | Eligible
MI | MI | LTT | Panels, Test, Susceptibility, Antimicrobial | 2 |  | N | Y |  | 866.164 | 1 |  |  |  |  | N | N | Ineligible
MI | MI | LTW | Susceptibility Test Cards, Antimicrobial | 2 |  | N | Y |  | 866.164 | 1 |  |  |  |  | N | N | Ineligible
MI | MI | LTX | Discs, Elution | 2 |  | N | Y |  | 866.162 | 1 |  |  |  |  | N | N | Eligible
MI | MI | LYF | Pneumocystis Carinii | 2 |  | N | Y |  | 866.378 | 1 |  |  |  |  | N | N | Eligible
MI | MI | LYR | Helicobacter Pylori | 1 |  | N | Y |  | 866.311 | 1 |  |  |  |  | N | N | Eligible
MI | MI | MBT | Dna-Probe, Reagent, Histoplasma Capsulatum | 2 |  | N | N |  | 866.332 | 4 |  |  |  |  | N | N | Eligible
MI | MI | MCB | Antigen, C. Difficile | 1 |  | N | N |  | 866.266 | 4 |  |  |  |  | N | N | Eligible
MI | MI | MCC | Dna-Probe, Haemophilus Spp. | 2 |  | N | N |  | 866.33 | 4 |  |  |  |  | N | N | Eligible
MI | MI | MCD | Antigen, Ebv, Capsid | 1 |  | N | Y |  | 866.3235 | 1 |  |  |  |  | N | N | Eligible
MI | MI | MCE | Respiratory Syncytial Virus - Elisa | 1 |  | N | N |  | 866.348 | 4 |  |  |  |  | N | N | Eligible
MI | MI | MCG | Dna-Probe, Agent, Listeria | 1 |  | N | N |  | 866.3355 | 4 |  |  |  |  | N | N | Eligible
MI | MI | MCS | Dna-Probe, Staphylococcus Aureus | 1 |  | N | N |  | 866.37 | 4 |  |  |  |  | N | N | Eligible
MI | MI | MCT | Dna-Probe, Strep Pneumoniae | 1 |  | N | N |  | 866.374 | 4 |  |  |  |  | N | N | Eligible
MI | MI | MDB | System, Blood Culturing | 1 |  | N | Y |  | 866.256 | 1 |  |  |  |  | N | N | Ineligible
MI | MI | MDC | Dna-Probe - Blastomyces Dermatitidis | 2 |  | N | N |  | 866.306 | 4 |  |  |  |  | N | N | Eligible
MI | MI | MDE | Dna-Probe, Reagents, Cryptococcal | 2 |  | N | N |  | 866.3165 | 4 |  |  |  |  | N | N | Eligible
MI | MI | MDF | Dna-Probe, Reagents, Coccidioides Immitis | 2 |  | N | N |  | 866.3135 | 4 |  |  |  |  | N | N | Eligible
MI | MI | MDJ | Reagents, Cysticercosis | 1 |  | N | N |  | 866.32 | 4 |  |  |  |  | N | N | Eligible
MI | MI | MDK | Dna-Probe, Reagents, Streptococcal | 1 |  | N | N |  | 866.374 | 4 |  |  |  |  | N | N | Eligible
MI | MI | MDT | Elisa, Trichinella Spiralis | 1 |  | N | N |  | 866.385 | 4 |  |  |  |  | N | N | Eligible
MI | MI | MDU | Antigen, Elisa, Cryptococcus | 2 |  | N | N |  | 866.3165 | 4 |  |  |  |  | N | N | Eligible
MI | MI | MGM | C. Trachomatis (Chlamydia Group) | 1 |  | N | Y |  | 866.312 | 1 |  |  |  |  | N | N | Eligible
MI | MI | MHI | Giardia Spp. | 2 |  | N | N |  | 866.322 | 4 |  |  |  |  | N | N | Eligible
MI | MI | MHJ | Cryptosporidium Spp. | 2 |  | N | N |  | 866.322 | 4 |  |  |  |  | N | N | Eligible
MI | MI | MIU | Enzyme Linked Immunosorbent Assay, T. Cruzi | 1 |  | N | Y |  | 866.387 | 1 |  |  |  |  | N | N | Eligible
MI | MI | MIV | Immunofluorescent Assay, T. Cruzi | 1 |  | N | Y |  | 866.387 | 1 |  |  |  |  | N | N | Eligible
MI | MI | MIY | Enzyme Linked Immunosorbent Assay, Coccidioides Immitis | 2 |  | N | N |  | 866.3135 | 4 |  |  |  |  | N | N | Eligible
MI | MI | MIZ | Enzyme Linked Immunoabsorbent Assay, Histoplasma Capsulatum | 2 |  | N | N |  | 866.332 | 4 |  |  |  |  | N | N | Eligible
MI | MI | MJA | Susceptibility Test Powders, Antimycobacterial | 2 |  | N | N |  | 866.164 | 1 |  |  |  |  | N | N | Ineligible
MI | MI | MJD | Culture Media, Antimycobacteria, Susceptibility Test | 2 |  | N | Y |  | 866.17 | 1 |  |  |  |  | N | N | Ineligible
MI | MI | MJE | Culture Media, Antifungal, Susceptibility Test | 2 |  | N | Y |  | 866.17 | 1 |  |  |  |  | N | N | Ineligible
MI | MI | MJH | Legionella, Spp., Elisa | 2 |  | N | N |  | 866.33 | 4 |  |  |  |  | N | N | Ineligible
MI | MI | MJK | Dna Probe, Trichomonas Vaginalis | 1 |  | N | N |  | 866.266 | 4 |  |  |  |  | N | N | Eligible
MI | MI | MJL | Eia, Blastomyces Dermatitidis | 2 |  | N | N |  | 866.306 | 4 |  |  |  |  | N | N | Eligible
MI | MI | MJM | Dna Probe, Gardnerella Vaginalis | 1 |  | N | N |  | 866.266 | 4 |  |  |  |  | N | N | Eligible
MI | MI | MKT | Hepatitis Viral B Dna Detection | 2 |  | N | N |  | 866.3174 | 1 | Nucleic acid assay for detection of Hepatitis B Virus (HBV) DNA is an in vitro nucleic acid assay for detection and quantitation of HBV DNA in human serum or plasma. The assay can be used to measure HBV DNA levels at baseline and during treatment to aid in assessing response to treatment. The test results must be interpreted within the context of all relevant clinical and laboratory findings. |  |  |  | N | N | Ineligible
MI | MI | MKZ | Dna Probe, Nucleic Acid Amplification, Chlamydia | 1 |  | N | Y |  | 866.312 | 1 |  |  |  |  | N | N | Ineligible
MI | MI | MLA | Dna Probe, Yeast | 1 |  | N | N |  | 866.266 | 4 |  |  |  |  | N | N | Eligible
MI | MI | MSQ | Test, Urea (Breath Or Blood) | 1 |  | N | Y |  | 866.311 | 1 |  |  |  |  | N | N | Eligible
MI | MI | MWA | System, Nucleic Acid Amplification, Mycobacterium Tuberculosis Complex | 2 |  | N | N |  | 866.3372 | 1 | intended to detect Mycobacterium tuberculosis complex nucleic acids extracted from human respiratory specimens. These devices are non-multiplexed and intended to be used as an aid in the diagnosis of pulmonary tuberculosis when used in conjunction with clinical and other laboratory findings. |  |  |  | N | N | Ineligible
MI | MI | MXJ | Enzyme Linked Immunosorbent Assay, Herpes Simplex Virus, Hsv-1 | 2 |  | N | N |  | 866.3305 | 1 |  |  |  |  | N | N | Ineligible
MI | MI | MYF | Enzyme Linked Immunosorbent Assay, Herpes Simplex Virus, Hsv-2 | 2 |  | N | N |  | 866.3305 | 1 |  |  |  |  | N | N | Eligible
MI | MI | MYI | System, Test, Genotypic Detection, Resistant Markers, Staphylococcus Colonies | 2 |  | N | Y |  | 866.164 | 1 |  |  |  |  | N | N | Ineligible
MI | MI | MZF | Test, Hiv Detection | 2 |  | N | N |  | 866.3956 | 1 |  |  |  |  | N | N | Eligible
MI | MI | MZO | Assay, Enzyme Linked Immunosorbent, Hepatitis C Virus | 2 |  | N | N |  | 866.3169 | 1 |  |  |  |  | N | N | Ineligible
MI | MI | MZP | Assay, Hybridization And/Or Nucleic Acid Amplification For Detection Of Hepatitis C Rna,Hepatitis C Virus | 2 |  | N | N |  | 866.317 | 1 |  |  |  |  | N | N | Ineligible
MI | MI | NDZ | Assay, Nucleic Acid Amplification, Growth Identification, Mycobacterium Tuberculosis | 1 |  | N | Y |  | 866.337 | 1 |  |  |  |  | N | N | Eligible
MI | MI | NGS | Assay, Endotoxin Activity, Chemiluminescent | 2 |  | N | N |  | 866.321 | 1 |  |  |  |  | N | N | Eligible
MI | MI | NGZ | Susceptibility Test Plate, Antifungal | 2 |  | N | N |  | 866.164 | 1 | The device is an in vitro diagnostic device intended for use in determining quantitative susceptibility of Candida species to various antifungal agents diluted in varying concentration in a microtiter plate format. |  |  |  | N | N | Ineligible
MI | MI | NHT | Assay, Nucleic Acid Amplification, Bacillus Anthracis | 2 |  | N | N |  | 866.3045 | 1 | An invitro diagnostic device used to presumptively detect the presence or absence of b. Anthracis directly in blood specimens or suspicious culture growth. |  |  |  | N | N | Ineligible
MI | MI | NHY | Assay, Direct, Nucleic Acid Amplification, Respiratory Syncytial Virus | 1 |  | N | Y |  | 866.348 | 1 | These reagents are nucleic acid primers and probes for the amplification and identification of Respiratory Syncytial virus directly from clinical specimens. The identification aids in the diagnosis of influenza and provides epidemiological information on this disease. This reagent differs from the description in the regulation in that it consists of nucleic acid primers and probes rather than antisera. |  |  |  | N | N | Eligible
MI | MI | NHZ | Assay, Direct, Nucleic Acid Amplification, Parainfluenza Virus | 1 |  | N | Y |  | 866.34 | 1 | These reagents are nucleic acid primers and probes for the amplification and identification of Parainfluenza virus directly from clinical specimens. The identification aids in the diagnosis of influenza and provides epidemiological information on this disease. This reagent differs from the description in the regulation in that it consists of nucleic acid primers and probes rather than antisera. |  |  |  | N | N | Eligible
MI | MI | NIA | Assay, Direct, Nucleic Acid Amplification, Influenza Virus | 1 |  | N | Y |  | 866.333 | 1 | These reagents are nucleic acid primers and probes for the amplification and identification of Influenza virus directly from clinical specimens. The identification aids in the diagnosis of influenza and provides epidemiological information on this disease. This reagent differs from the description in the regulation in that it consists of nucleic acid primers and probes rather than antisera. |  |  |  | N | N | Eligible
MI | MI | NIJ | System, Test, Genotypic Detection, Resistant Markers, Enterococcus Species | 2 |  | N | N |  | 866.164 | 1 | The in vitro device is intended to detect the presence of the vanA and vanB genes in isolated colonies of Enterococcus spp. as a marker for vancomycin resistance using DNA probe technology |  |  |  | N | N | Ineligible
MI | MI | NJO | System, Mycolic Acid Analysis, Mycobacterium Tuberculosis | 1 |  | N | Y |  | 866.337 | 1 | A mycolic acids analysis system is intended to aid in the identification of M. tuberculosis and differentiation from other mycobacteria species through the analysis of mycolic acids derived from cultured bacterial samples, using high performance liquid chromatography (HPLC) performed and pattern recognition software. The system is used, along with other identification methods, to identify mycobacteria that have been isolated from clinical specimens by traditional culturing techniques. Following observation of growth on the solid medium, identification of the mycobacterial isolate is done with extraction and analysis of mycolic acids. Results should be interpreted in conjunction with other laboratory observations and procedures. |  |  |  | N | N | Eligible
MI | MI | NJR | Nucleic Acid Amplification Assay System, Group B Streptococcus, Direct Specimen Test | 1 |  | N | N |  | 866.374 | 4 | A nucleic acid amplification assay system (including probes, other reagents, and instrumentation) is an aid in the identification of group b streptococci from pre-partum and intra-partum women to establish colonization status. |  |  |  | N | N | Eligible
MI | MI | NOM | Antigen, Galactomannan, Aspergillus Spp. | 1 |  | N | Y |  | 866.304 | 1 | The Platelia Aspergillus EIA is an immunoenzymatic sandwich microplate assay for the detection of Aspergillus galactomannan antigen in human serum. It is a test which, when used in conjunction with other diagnostic procedures such as microbiological culture, histological examination of biopsy samples and radiographic evidence, can be used as an aid in the diagnosis of Invasive Aspergillosis. |  |  |  | N | N | Eligible
MI | MI | NOP | Elisa, Antibody, West Nile Virus | 2 |  | N | N |  | 866.394 | 1 | The West Nile Virus ELISA is intended for the detection of IgG and IgM antibodies to West Nile Virus. Specimens may be serum or cerebral spinal fluid from symptomatic patients. |  |  |  | N | N | Eligible
MI | MI | NPO | Kit, Immunochromatographic, Bacillus Anthracis Differential Antibody | 2 |  | N | N |  | 866.3045 | 1 | A serological reagent to distinguish b. Anthracis culture growth from other bacillus spp. Growth |  |  |  | N | N | Ineligible
MI | MI | NQX | System, Nucleic Acid Amplification Test, Dna, Methicillin Resistant Staphylococcus Aureus, Direct Specimen | 2 |  | N | N |  | 866.164 | 1 | A nucleic acid amplification assay system (including probes, other reagents, and instrumentation) is an aid in the identification of MRSA colonization status for the prevention and control of MRSA infections in healthcare settings. |  |  |  | N | N | Ineligible
MI | MI | NQZ | Antigen, Invasive Fungal Pathogens | 2 |  | N | N |  | 866.305 | 1 | Invasive fungal pathogen assays are devices that consist of antigens, antisera, or proteases used in serological assays for the presumptive diagnosis of fungal infection in serum or plasma. The assay is indicated for use in patients with symptoms of, or medical conditions predisposing the patient to invasive fungal infection. The device can be used as an aid in the diagnosis of deep seated mycoses and fungemias. A positive result does not indicate which class of fungi may be causing infection. The assays should be used in conjunction with other diagnostic procedures, such as microbiological culture, histological examination of biopsy samples and radiological examination. |  |  |  | N | N | Eligible
MI | MI | NRL | Enzyme Linked Immunoabsorbent Assay, Antibody, B. Anthracis | 2 |  | N | N |  | 866.3045 | 1 | The elisa assay for antibodies to b. Anthracis is used to detect an immunological response to proteins secreted by b. Anthracis; As an aid in the laboratory diagnosis of anthrax. |  |  |  | N | N | Ineligible
MI | MI | NTM | Antigen, Inflammatory Response Marker, Sepsis | 2 |  | N | N |  | 866.321 | 1 | An immunoluminometric assay used to determine the concentration of procalcitonin (pct) in human serum and plasma. |  |  |  | N | N | Eligible
MI | MI | NVQ | Bacteriophage And Controls, B. Anthracis Lysis | 2 |  | N | N |  | 866.3045 | 1 | A gamma phage lysis assay intended for the identification of bacillus anthracis from non-hemolytic, aerobic gram positive colonies isolated from sheep blood agar. To aid in the laboratory identification of bacillus anthracis culture growth by lysis with a specific bacteriophage. | Cultured isolates | Bacteriophage, culture | Systemic | N | N | Eligible
MI | MI | NWZ | Gas Chromatography, Bacillus Anthracis Membrane Fatty Acids | 2 |  | N | N |  | 866.3045 | 1 | Aid in the identification of Bacillus Anthracis | 25 x 0.2 mm capillary column (0.33-film thickness of 5% diphenyl-95%-dimethyl siloxane), an oven with 170-270aC increase range during analysis, an autoinjector, MIDI Sherlock Microbial Identification System software that includes the BTR library, and a calibration standard | Gas chromatography and pattern recognition | Trypticase soy agar (with 5% sheep blood) bacterial cultures of any specimen type from the human body | N | N | Eligible
MI | MI | NXD | Nucleic Acid Amplification, Novel Influenza A Virus, A/H5 (Asian Lineage) Rna | 2 |  | N | N |  | 866.3332 | 1 | Novel influenza a virus reagents are used in nucleic acid amplification tests to directly detect and differentiate novel influenza a virus specific rna gene segments in human respiratory specimens or viral cultures. Detection and differentiation of specific rna gene segments aids in the diagnosis of influenza caused by novel influenza a viruses in patients with clinical and epidemiological risk of infection with these viruses. They also aid in the presumptive identification of specific novel influenza a viruses and provide epidemiological information on influenza. These reagents are primers and probes, along with a specific novel influenza virus control. | OIVD | Direct nucleic acid amplification | specific RNA segment | N | N | Eligible
MI | MI | NXX | Fish (Fluorescent In Situ Hybridization) Kit, Protein Nucleic Acid, Rna, Staphylococcus Aureus | 1 |  | N | N |  | 866.37 | 4 | The s. Aureus pna fish is a qualitative nucleic acid hybridization assay intended for presumptive identification of staphylococcus aureus from blood cultures with gram-positive cocci in clusters (gpcc). This device is not exempt per 21 cfr part 866.9(c)(6). | Kit box containing 1.5 ml Fixation Solution, S. aureus-specific PNA probe in hybridization solution, Wash Solution and Mounting Medium. One-well microscope slides, fluorescent microscope equipped with a Dual Band Filter, and Control Slides are required and are available from the manufacturer. | Fluorescent In Situ Hybridization using protein nucleic acid (PNA) probes. | Systemic blood culture | N | N | Eligible
MI | MI | NZS | Fish (Fluorescent In Situ Hybridization) Kit, Protein Nucleic Acid, Rna, Yeast | 1 |  | N | N |  | 866.266 | 4 | Indicated as a qualitative nucleic acid hybridization assay intended for identification of candida albicans from blood cultures with yeast. | Kit contains 3 ml bottle fixation solution, 1.5 ml bottle fluorescein labeled PNA probe in hybridization solution, 50 ml concentrated wash solution. One well, Teflon coated microscope slides available from manufacturer. | PNA probe is added to a fixed smear prepared from liquid blood culture media with yeast. Hybridization is performed during a 90 minute incubation at 55 degrees C in an incubator or slide warmer. The slide is examined by fluorescent microscopy within 2 hrs. C. albicans is identified as bright green fluorescent yeast cells, whereas non C.albicans will not fluoresce. | systemic blood cultures | N | N | Eligible
MI | MI | OAH | Fish (Fluorescent In Situ Hybridization) Kit, Protein Nucleic Acid, Enterococcus Faecalis | 1 |  | N | N |  | 866.374 | 4 | E. Faecalis pna fish is a qualitative nucleic acid hybridization assay intended for the identification of enterococcus faecalis and other enterococci (oe) from blood cultures showing Gram-positive cocci in pairs and chains. | A mixture of fluoroscein-labeled E. faecalis specific PNA probe and a rhodamine-labeled PNA probe specific for Enterococcus species is added to a fixed smear prepared from a positive blood culture showing gram positive cocci. Hybridization is followed by a wash step. The smear is mounted and examined by fluorescent microscopy. | E. faecalis PNA FISH is a multicolor fluorescence in situ hybridization method using protein nucleic acid probes hybridizing to E. faecalis-specific ribosomal RNA sequences and to ribosomal sequences of other Enterococcus species. | Smears made from positive blood cultures showing gram positive cocci. | N | N | Eligible
MI | MI | OAI | Assay, Enterovirus Nucleic Acid | 2 |  | N | N |  | 866.3225 | 1 | Consists of primers, probes, enzymes and controls for the amplification and detection of enterovirus RNA in cerebrospinal fluid (CSF) from individuals who have signs and symptoms consistent with meningitis or meningoencephalitis. The detection of enterovirus RNA, in conjunction with other laboratory tests, aids in the clinical laboratory diagnosis of viral meningitis caused by enterovirus. | N/A | Nucleic acid amplification assay system, self-contained cartridge with dedicated instrument. | Enterovirus (EV) RNA (enterovirus genome 5 prime untranslated region (UTR) between nucleotides 452 and 596) | N | N | Eligible
MI | MI | OAX | Plasmodium Spp. Detection Reagents | 2 |  | N | N |  | 866.3402 | 1 | For the detection of plasmodium spp. Antigens in venous or capillary whole blood. To aid in the diagnosis of human malaria infections and/or to aid in the differential diagnosis of plasmodium falciparum infections from other less virulent plasmodium species. | In Vitro diagnostic kit | In vitro diagnostic immunochromatographic membrane assays or lateral flow assays that uses antibodies to detect specific antigens. | Plasmodium spp. antigens in whole blood | N | N | Eligible
MI | MI | OBF | Assay, Genotyping, Hepatitis C Virus | 2 |  | N | N |  | 866.317 | 1 | In vitro diagnostic device for qualitative detection and classification of 8 clinically relevant Hepatitis C Virus RNA genotypes | RT-PCR amplification | In vitro diagnostic device for qualitative detection and classification of 8 clinically relevant Hepatitis C Virus RNA genotypes | Human specimens | N | N | Ineligible
MI | MI | OCC | Respiratory Virus Panel Nucleic Acid Assay System | 2 |  | N | N |  | 866.398 | 1 | A respiratory viral panel multiplex nucleic acid assay is a qualitative in vitro diagnostic device intended to simultaneously detect and identify multiple viral nucleic acids extracted from human respiratory specimens or viral culture. The detection and identification of a specific viral nucleic acid from individuals exhibiting signs and symptoms of respiratory infection aids in the diagnosis of respiratory viral infection when used in conjunction with other clinical and laboratory findings. The device is intended for detection and identification of a combination of the following viruses: Influenza A and Influenza B, Influenza A subtype H1 and Influenza A subtype H3, Respiratory Syncytial Virus subtype A and Respiratory Syncytial Virus subtype B, Parainfluenza 1, Parainfluenza 2, and Parainfluenza 3 virus, Human Metapneumovirus, Rhinovirus, and Adenovirus. | A qualitative in vitro diagnostic assay intended to simultaneously detect, identify, and/or differentiate multiple respiratory virus nucleic acid extracted from human respiratory specimens or viral cultures. Detection and differentiation of specific virus RNA or DNA aids in the diagnosis of respiratory infections in conjunction with other clinical and laboratory testing in patients exhibiting signs and symptoms of infection with these viruses. | A qualitative in vitro diagnostic assay intended to simultaneously detect, identify, and/or differentiate multiple respiratory virus nucleic acid extracted from human respiratory specimens or viral cultures. Detection and differentiation of specific virus RNA or DNA aids in the diagnosis of respiratory infections in conjunction with other clinical and laboratory testing in patients exhibiting signs and symptoms of infection with these viruses. | In vitro diagnostic device | N | N | Eligible
MI | MI | OEH | Joint Biological Agent Identification And Diagnostic System (Jbaids) Tularemia Detection Kit | 2 |  | N | N |  | 866.328 | 1 | To aid in the diagnosis of individuals presenting with signs and symptoms of pneumonic or typhoidal tularemia with a qualitative in vitro diagnostic (ivd) detection of target dna sequences of francisella tularensis. | Kit contains 6 vacuum-sealed pouches of freeze-dried PCR reagents, containing 4 vials each, and six pouches containing one tube each of reconstitution buffer and reagent grade water. Designed to be used on the JBAIDS instrument (K051713). | Real-time polymerase chain reaction (PCR)amplification and detection system. | Matrices: whole blood, sputum, colony and blood cultures. | N | N | Eligible
MI | MI | OEM | Human Metapneumovirus (Hmpv) Rna Assay System | 2 |  | N | N |  | 866.398 | 1 | A qualitative in vitro diagnostic assay intended to detect human metapneumovirus (hmpv) rna extracted from human respiratory specimens or viral cultures. Detection of hmpv rna aids in the diagnosis of respiratory hmpv infection in conjunction with other clinical and laboratory testing in patients exhibiting signs and symptoms of upper respiratory tract infections. | Human metapneumovirus (hMPV) RNA detection assay systems are devices that consist of reagents and instruments for the detection of hMPV RNA extracted from human respiratory specimens or viral cultures. | A qualitative in vitro diagnostic assay intended to detect human metapneumovirus (hMPV) RNA extracted from human respiratory specimens or viral cultures. | in vitro diagnostic assay | N | N | Eligible
MI | MI | OEP | Influenza A Virus Subtype Differentiation Nucleic Acid Assay | 2 |  | N | N |  | 866.398 | 1 | A qualitative in vitro diagnostic assay intended to detect and differentiate between influenza a virus subtypes in human respiratory specimens or viral culture. Detection and differentiation of specific subtype rna aids in the diagnosis of influenza caused by influenza a in conjunction with other clinical and laboratory testing in patients suspected of being infected with these viruses. Also, it aids in the presumptive laboratory identification of influenza a virus subtypes to provide epidemiological information on influenza. | OIVD | Direct nucleic acid detection | Specific RNA segments | N | N | Eligible
MI | MI | OJY | Device To Detect Or Measure Nucleic Acid From Viruses Associated With Head And Neck Cancers | 2 |  | N | N |  | 866.3236 | 1 | A device to detect or measure nucleic acid from viruses associated with head and neck cancers is an in vitro diagnostic test for prescription use in the detection of viral nucleic acid in nasopharyngeal or oropharyngeal cellular specimens from patients with signs and symptoms of head and neck cancer. The test result is intended to be used in conjunction with other clinical information to aid in assessing the clinical status of virus-associated head and neck cancers and/or the likelihood that head and neck cancer is present. | In vitro diagnostic device | Nucleic acid amplification | Nasopharyngeal or oropharyngeal specimens | N | N | Ineligible
MI | MI | OMG | Antisera, Fluorescent, Human Metapneumovirus | 2 |  | N | N |  | 866.398 | 1 | It is intended for the qualitative detection and identification of human metapneumovirus (hMPV) in direct respiratory specimens or cell culture. The assay detects hMPV antigens by immunofluorescence using antibodies, from patients with signs and symptoms of acute respiratory infection. This assay detects but is not intended to differentiate the four recognized genetic sub-lineages of hMPV. | hMPV DSFA, hMPV DFA | The assay detects hMPV antigens by immunofluorescence using antibodies. | Direct clinical speciemns or cell culture amplified speciemns | N | N | Eligible
MI | MI | OMI | Multiplex Flow Immunoassay, T. Gondii, Rubella And Cmv | 2 |  | N | N |  | 866.351 | 1 | The kit is a multiplex immunoassay intended for the quantitative detection of IgG antibodies to Toxoplasma gondii (T. gondii) and Rubella, and qualitative detection of Cytomegalovirus (CMV) IgG in human serum and/ or plasma. Indicated as an aid in the determination of serological status to T. gondii, Rubella and CMV. This kit is not intended for use in screening blood or plasma donors. | The device is a fully automated instrument. | The device utilizes multiplex immunofluorescence technology to assess the presence of IgG antibodies for each of the analytes in the panel in a single sample by binding to antigen-coated fluoromagnetic beads with unique fluorescent signatures. | Assay | N | N | Eligible
MI | MI | OMN | C. Difficile Nucleic Acid Amplification Test Assay | 1 |  | N | N |  | 866.266 | 4 | In vitro diagnostic test for the qualitative detection of toxigenic clostridium difficile nucleic acids isolated and purified from stool specimens obtained from symptomatic patients. | kIt containing DNA positive control, DNA internal control, buffer containing deoxyribonucleic acids and magnesium chloride, DNA polymerase, DNA primers and DNA probes | Nucleic acid amplification test | Stool samples | N | N | Eligible
MI | MI | OMS | Novel Influenza A Virus, A/H5 Ns1 Protein | 2 |  | N | N |  | 866.3332 | 1 | Novel influenza A virus reagents are used to directly detect and differentiate novel influenza A virus specific nonstructural protein 1 (NS1) in human respiratory specimens or viral cultures. Detection and differentiation of specific NS1 protein aids in the diagnosis of influenza caused by novel influenza A viruses in patients with clinical and epidemiological risk of infection with these viruses. They also aid in the presumptive identification of specific novel influenza A viruses and provide epidemiological information on influenza. | OIVD | Immunoassay using PDZ domains in intracellular receptors to capture influenza A/H5 NS1 protein | PDZ ligands (PL) of NS1 protein | N | N | Eligible
MI | MI | OOU | Parainfluenza Multiplex Nucleic Acid Assay | 2 |  | N | N |  | 866.398 | 1 | A parainfluenza multiplex nucleic acid assay is a multiplex in vitro diagnostic test for the simultaneous qualitative detection and discrimination of parainfluenza 1 virus, parainfluenza 2 virus, parainfluenza 3 virus and parainfluenza 4 virus nucleic acids isolated and purified from human respiratory specimens obtained from individuals exhibiting signs and symptoms of respiratory tract infections or viral culture. The detection and discrimination of human parainfluenza nucleic acids from symptomatic patients aid in the diagnosis of human respiratory tract parainfluenza infections if used in conjunction with other clinical and laboratory findings. | Nucleic Acid Based Assay | Multiplex nucleic acid assay | IVD | N | N | Eligible
MI | MI | OPL | Multiplex Immunoassay For Measles Virus, Mumps Virus, Rubella And Varicella Zoster Virus | 2 |  | N | Y |  | 866.351 | 1 | The test is a multiplex immunoassay intended for the qualitative detection of specific human IgG antibodies to measles virus, mumps virus, Rubella and varicella zoster virus (VZV) in human serum and/ or plasma. The results of this assay are intended to be used as an aid in the assessment of a patient�s serological status to measles virus, mumps virus, Rubella and VZV. The test is not intended for use in screening blood or plasma donors. | The device is a fully automated instrument | Multiplex flow immunoassay (multiplexed fluromagnetic bead assay) | The device is an in-vitro diagnostic device; none of the body parts will utilize the device or is intended to be affected by the device | N | N | Eligible
MI | MI | OPM | Multiplex Immunoassay For T. Gondii, Rubella, Cytomegalovirus And Herpes Simplex Virus 1 And 2 | 2 |  | N | N |  | 866.351 | 1 | The test is a multiplex immunoassay intended for the qualitative detection of specific human IgG antibodies to Toxoplasma gondii (T.gondii), Rubella, Cytomegalovirus (CMV) and Herpes Simplex Virus 1 & 2 (HSV 1 and HSV 2) in human serum. The results of this assay are intended to be used as an aid in the assessment of a patient's serological status to Toxoplasma gondii, Rubella, CMV and HSV 1 & 2. The test is not intended for use in screening blood or plasma donors. | Assay | Multiplex flow immunoassay (multiplexed fluromagnetic bead assay) | none | N | N | Ineligible
MI | MI | OQO | Herpes Simplex Virus Nucleic Acid Amplification Assay | 2 |  | N | N |  | 866.3305 | 1 | A polymerase chain reaction (pcr)-based qualitative in vitro diagnostic test for the detection and typing of herpes simplex virus (hsv) dna using vaginal swab specimens. | Plasma, serum, swab, culture isolates | Polymerase chain reaction (PCR)-based qualitative in vitro diagnostic test for the detection and typing of herpes simplex virus (HSV) DNA | Systemic | N | N | Eligible
MI | MI | OQW | 2009 H1n1 Influenza Virus (Swine Origin), Nucleic Acid Or Antigen, Detection And Identification | 2 |  | N | N |  | 866.3332 | 1 | 2009 H1N1 influenza virus detection and identification reagents are used to directly detect and differentiate the 2009 H1N1 influenza virus in human respiratory specimens | Reagent Kit | Nucleic acid amplification or antigen detection assays | The device is an in-vitro diagnostic device; none of the body parts will utilize the device or are intended to be affected by the device | N | N | Ineligible
MI | MI | OSU | Dengue Serological Reagents | 2 |  | N | N |  | 866.3945 | 1 | Dengue virus serological reagents are devices that consist of antigens and antisera for the detection of anti-dengue antibodies, individuals that have signs and symptoms consistent with dengue. The detection aids in the clinical laboratory diagnosis of dengue fever or dengue hemorrhagic fever caused by dengue virus. The device is intended for use in the presumptive diagnosis of patients in conjunction with other clinical and laboratory findings. | Kits | Immunological method/ELISA | Human serum | N | N | Eligible
MI | MI | OTG | Non-Sars Coronavirus Multiplex Nucleic Acid Assay | 2 |  | N | N |  | 866.398 | 1 | A non-SARS coronavirus multiplex nucleic acid assay is a multiplex in vitro diagnostic test for the simultaneous qualitative detection and discrimination of coronavirus 229E, coronavirus NL63, coronavirus HKU1 and Coronavirus OC43 nucleic acids isolated and purified from human respiratory specimens obtained from individuals exhibiting signs and symptoms of respiratory tract infections or viral culture. The detection and discrimination of human non-SARS coronavirus nucleic acids from symptomatic patients aid in the diagnosis of human respiratory tract non-SARS coronavirus infections if used in conjunction with other clinical and laboratory findings. | Nucleic Acid Based Assay | Multiplex nucleic acid assay | IVD | N | N | Eligible
MI | MI | OUC | Norovirus Serological Reagent | 2 |  | N | N |  | 866.3395 | 4 | Norovirus serological reagents are devices that consist of antigens and antisera for the detection of anti-norovirus antibodies or norovirus antigens. The detection aids in the clinical laboratory diagnosis of norovirus infection in individuals with signs and/or symptoms of acute gastroenteritis, or in the determining the etiology of acute gastroenteritis outbreaks. | Laboratory kit. | ELISA-based or immunological based assays. | Human biological specimens. | N | N | Ineligible
MI | MI | OUS | Methicillin Resistant Staphylococcus Aureus/Methicillin Susceptible Staphylococcus Aureus Blood Culture Test Bt | 1 |  | N | Y |  | 866.205 | 1 | The mrsa/mssa blood culture test-bt is a qualitative ivd test using bacteriophage amplification for the identification of staphylococcus aureus and the determination of meca mediated methicillin resistance or methicillin susceptbility directly from positive blood cultures confirmed to have gram positive cocci in clusters (gpcc) or gram positive cocci in singles (gpc) by gram stain. | Kit consisting of plastic capped tubes, pipets, lateral flow cassette and liquid reagents | Bacteriophage amplification | Systemic, blood | N | N | Ineligible
MI | MI | OUZ | Nucleic Amplification Assays For The Detection Of Leishmania Nucleic Acids | 1 |  | N | N |  | 866.387 | 1 | Detection of Leishmania species in skin lesions. | In vitro diagnostic kit | Nucleic Acid Amplification assay containing probes and primers | suspected skin ulcer or skin lesion | N | N | Eligible
MI | MI | OVF | Assay, Direct, Nucleic Acid Amplification, Q Fever | 1 |  | N | N |  | 866.35 | 1 | These reagents are nucleic acid primers and probes intended for the amplification and identification of Coxiella burnetii directly from clinical specimens. The identification aids in the diagnosis of Q Fever and provides epidemiological information on this disease. This reagent differs from the description in the regulation in that it consists of nucleic acid primers and probes rather than antisera or antigens. | A kit that contains reagents and an instrument that measures flourescence. | The Q Fever assay uses a real-time thermocycler. A real-time thermocycler is intended to identify and/or quantify the presence of specific sequences of double stranded DNA, amplified from a biological source and labeled with fluorescently labeled probes or through the use of intercalating dyes and detect using a high-power light-emitting diode (LED). Fluorescence emission is detected through the use of filters on a photodiode. The emission filters are optimized for use with specific fluorescent dyes. | Blood | N | N | Eligible
MI | MI | OWF | Immunohistochemical Assay, Helicobacter Pylori | 1 |  | N | Y |  | 866.311 | 1 | Anti-helicobacter pylori rabbit monoclonal primary antibody is designed to qualitatively detect the presence of helicobacter pylori in formalin-fixed, paraffin-embedded gastric biopsy tissue via light microscopy. Immunohistochemical staining with this antibody product may aid in the diagnosis of helicobacter pylori infection. This product should be interpreted by a qualified pathologist in conjunction with histological examination, relevant clinical information and proper controls. This antibody is intended for in vitro diagnostic (IVD) use | Benchmark series instruments: BenchMark XT and BenchMark ULTRA auto slide stainer; recombinent rabbit monoclonal primary antibody directed against whole Helicobacter pylori organism | Uses immunohistochemical staining methods to qualitatively detect Helicobacter pylori in paraffin-embedded, gastric biopsy tissue | Helicobacter pylori in paraffin-embedded, gastric biopsy tissue | N | N | Ineligible
MI | MI | OYP | Anti-Jcv Antibody Detection Assay | 2 |  | N | N |  | 866.3336 | 1 | The anti-jcv antibody detection assay is intended for the detection of antibodies to the john cunningham virus (jcv) in serum or plasma samples from multiple sclerosis (ms) and crohn's disease (cd) patients receiving immunomodulatory therapies. | Reagent kit. | A serological test for the detection of the presence on anti-JCV specific antibodies in serum or plasma samples by an enzyme linked immunosorbent technology | In-vitro diagnostic test | N | N | Eligible
MI | MI | OYZ | Group A Streptococcus Nucleic Acid Amplification Assay System | 1 |  | N | N |  | 866.374 | 1 | An in vitro diagnostic test for the detection of Streptococcuc pyogenes (Group A beta hemolytic Streptococcus) in throat swab specimens from symptomatic patients. | May include automated/manual isothermal nucleic acid amplification, polymerase chain reaction, ligase chain reaction, sequence-based amplification | Uses nucleic acid amplification technology to detect Group A Sreptococci | Throat Swab Specimen | N | N | Eligible
MI | MI | OZA | Test, Urea Adult And Pediatric (Breath), | 3 |  | N | N |  | 866.311 | 2 | Intended for use in the qualitative detection of urease associated with h. Pylori in the human stomach and is indicated as an aid in the initial diagnosis and post-treatment monitoring of h. Pylori infection in adults and pediatric patients. The test may be used for monitoring treatment if used at 4 weeks following completion of therapy. | Human Breath | System utilizes an Infrared Spectrophotometer | Stomach, esophagogastroduodenoscopy | N | N | Ineligible
MI | MI | OZB | Dengue Nucleic Acid Amplification Assay (Naat) | 2 |  | N | N |  | 866.3946 | 1 | A qualitative in vitro diagnostic assay for the detection of dengue virus serotypes 1, 2, 3 or 4 in serum or plasma specimens collected from human patients with signs and symptoms consistent with dengue (mild or severe). | Dengue nucleic acid amplification and detection reagents including primers and probes, positive controls, and human specimen extraction control | Uses nucleic acid amplification technology for detection of dengue virus target sequences | Human clinical samples e.g., blood serum, plasma | N | N | Eligible
MI | MI | OZE | Influenza A And Influenza B Multiplex Nucleic Acid Assay | 2 |  | N | N |  | 866.398 | 1 | An Influenza A and Influenza B multiplex nucleic acid assay is a multiplex in vitro diagnostic test for the simultaneous qualitative detection and discrimination of influenza A and influenza B nucleic acids isolated and purified from human respiratory specimens obtained from individuals exhibiting signs and symptoms of respiratory tract infections or viral culture. The detection and discrimination of influenza A and B nucleic acids from symptomatic patients aid in the diagnosis of human respiratory tract influenza viral infections if used in conjunction with other clinical and laboratory findings. | Nucleic acid based assay | Multiplex nucleic acid assay | IVD | N | N | Ineligible
MI | MI | OZN | C. Difficile Toxin Gene Amplification Assay | 2 |  | N | N |  | 866.313 | 1 | Amplification assay for the detection of c. Difficile toxin genes from stool specimens of symptomatic patients. | Not applicable | Uses amplification technology to detect toxin genes of C. difficile | Not applicable | N | N | Ineligible
MI | MI | OZX | Mycoplasma Pneumoniae Dna Assay System | 2 |  | N | N |  | 866.398 | 1 | A qualitative in vitro diagnostic assay intended to detect Mycoplasma pneumoniae DNA extracted from human respiratory specimens. Detection of Mycoplasma pneumoniae DNA aids in the diagnosis of Mycoplasma pneumoniae respiratory infection in conjunction with other clinical and laboratory testing in patients exhibiting signs and symptoms of upper respiratory tract infection. | Mycoplasma pneumoniae DNA detection assay systems are devices that consist of reagents and instruments for the detection of Mycoplasma pneumoniae DNA extracted from human respiratory specimens. | A qualitative in vitro diagnostic assay intended to detect Mycoplasma pneumoniae DNA extracted from human respiratory specimens. | in vitro diagnostic assay | N | N | Eligible
MI | MI | OZY | Chlamydophila Pneumoniae Dna Assay System | 2 |  | N | N |  | 866.398 | 1 | A qualitative in vitro diagnostic assay intended to detect Chlamydophila pneumoniae DNA extracted from human respiratory specimens. Detection of Chlamydophila pneumoniae DNA aids in the diagnosis of Chlamydophila pneumoniae respiratory infection in conjunction with other clinical and laboratory testing in patients exhibiting signs and symptoms of upper respiratory tract infection. | Chlamydophila pneumoniae DNA detection assay systems are devices that consist of reagents and instruments for the detection of Chlamydophila pneumoniae DNA extracted from human respiratory specimens. | A qualitative in vitro diagnostic assay intended to Chlamydophila pneumoniae DNA extracted from human respiratory specimens. | in vitro diagnostic assay | N | N | Eligible
MI | MI | OZZ | Bordetella Pertussis Dna Assay System | 2 |  | N | N |  | 866.398 | 1 | A qualitative in vitro diagnostic assay intended to detect Bordetella pertussis DNA extracted from human respiratory specimens. Detection of Bordetella pertussis DNA aids in the diagnosis of Bordetella pertussis respiratory infection in conjunction with other clinical and laboratory testing in patients exhibiting signs and symptoms of upper respiratory tract infection. | Bordetella pertussis DNA detection assay systems are devices that consist of reagents and instruments for the detection of Bordetella pertussis DNA extracted from human respiratory specimens. | A qualitative in vitro diagnostic assay intended to Bordetella pertussis DNA extracted from human respiratory specimens. | in vitro diagnostic assay | N | N | Eligible
MI | MI | PAB | Cytomegalovirus (Cmv) Dna Quantitative Assay | 2 |  | N | N |  | 866.318 | 1 | Cytomegalovirus (CMV) DNA Quantitative Assay is an in vitro nucleic acid assay for the quantitative measurement of CMV DNA in human plasma. The assay can be used to measure CMV DNA levels serially at baseline and during the course of antiviral treatment to assess virological response to treatment. The test results must be interpreted within the context of all relevant clinical and laboratory findings. | IVD | In vitro nucleic acid based assay using real-time PCR for the quantitative measurement of CMV DNA | Not Applicable | N | N | Ineligible
MI | MI | PAM | Gram-Positive Bacteria And Their Resistance Markers | 2 |  | N | N |  | 866.3365 | 1 | A qualitive multiplexed in vitro diagnostic device to detect and identify Gram positive bacteria and resistant markers in positive blood cultures. | blood | Multiplexed DNA hybridization array | Systemic | N | N | Ineligible
MI | MI | PBK | Non-Variola Orthopoxvirus Real-Time Pcr Primer And Probe Set | 2 |  | N | N |  | 866.3315 | 1 | In vitro qualitative detection of non-variola Orthopoxvirus nucleic acids extracted from human specimens or viral culture. | Provided in the device are Non-variola Orthopoxvirus Real-time PCR Assay Reagents which include primers and probes, positive controls, and an extraction control. | A Non-variola Orthopoxvirus Real-time PCR Assay method which includes nucleic acid isolation, amplification and detection of nucleic acid using a PCR instrument. A set of primers and probes are used for the in vitro detection of non-variola Orthopoxvirus nucleic acids extracted from human specimens or viral culture. | Human Clinical Samples (e.g., pustular or vesicular rash specimens) and viral cell culture lysates | N | N | Ineligible
MI | MI | PCH | Gastrointestinal Pathogen Panel Multiplex Nucleic Acid-Based Assay System | 2 |  | N | N |  | 866.399 | 1 | A gastrointestinal pathogen panel multiplex nucleic acid assay is a qualitative in vitro diagnostic device intended to simultaneously detect and identify multiple gastrointestinal microbial nucleic acids extracted from human stool specimens. The detection and identification of a specific gastrointestinal microbial nucleic acid from individuals exhibiting signs and/or symptoms of gastrointestinal infection aids in the diagnosis of gastrointestinal infection when used in conjunction with clinical evaluation and other laboratory findings. | Gastrointestinal pathogen panel multiplex nucleic acid-based assay systems are devices that consist of reagents and instruments for the simultaneous detection and identification of multiple gastrointestinal microbial nucleic acids extracted from human stool specimens. | A qualitative in vitro diagnostic assay intended to simultaneously detect and identify multiple gastrointestinal microbial nucleic acids extracted from human stool specimens. The detection and identification of a specific gastrointestinal microbial nucleic acid from individuals exhibiting signs and/or symptoms of gastrointestinal infection aids in the diagnosis of gastrointestinal infection when used in conjunction with clinical evaluation and other laboratory findings. | In vitro diagnostic device | N | N | Ineligible
MI | MI | PCI | Gastrointestinal Bacterial Panel Multiplex Nucleic Acid-Based Assay System | 2 |  | N | N |  | 866.399 | 1 | A gastrointestinal bacterial panel multiplex nucleic acid assay is a qualitative in vitro diagnostic device intended to simultaneously detect and identify multiple gastrointestinal bacterial nucleic acids extracted from human stool specimens. The detection and identification of a specific gastrointestinal bacterial nucleic acid from individuals exhibiting signs and/or symptoms of gastrointestinal infection aids in the diagnosis of gastrointestinal infection when used in conjunction with clinical evaluation and other laboratory findings. | Gastrointestinal bacterial panel multiplex nucleic acid-based assay systems are devices that consist of reagents and instruments for the simultaneous detection and identification of multiple gastrointestinal bacterial nucleic acids extracted from human stool specimens. | A qualitative in vitro diagnostic assay intended to simultaneously detect and identify multiple gastrointestinal bacterial nucleic acids extracted from human stool specimens. The detection and identification of a specific gastrointestinal bacterial nucleic acid from individuals exhibiting signs and/or symptoms of gastrointestinal infection aids in the diagnosis of gastrointestinal infection when used in conjunction with clinical evaluation and other laboratory findings. | In vitro diagnostic device | N | N | Ineligible
MI | MI | PCL | Enzyme Linked Immunoabsorbent Assay, Rubeola Igm | 1 |  | N | N |  | 866.352 | 4 | The qualitative detection of measles specific IgM antibodies in serum or plasma. | IVD reagent kit | antigens and antisera used for the detection of measles antibodies | Not applicable in vitro use | N | N | Eligible
MI | MI | PEN | Gram-Negative Bacteria And Associated Resistance Markers | 2 |  | N | N |  | 866.3365 | 1 | A qualitative multiplexed in vitro diagnostic device to detect and identify gram-negative bacteria and resistance markers in positive blood cultures. | Reagent kit | Multiplexed nucleic acid-based assay | N/A | N | N | Ineligible
MI | MI | PEO | Fungal Organisms, Nucleic Acid-Based Assay | 2 |  | N | N |  | 866.3365 | 1 | A qualitative multiplexed in vitro diagnostic device to detect and identify fungal organisms in positive blood cultures. | Reagent Kit | Multiplexed nucleic acid-based assay | N/A | N | N | Ineligible
MI | MI | PEU | System, Nucleic Acid-Based, Mycobacterium Tuberculosis Complex, Resistance Marker, Direct Specimen | 2 |  | N | N |  | 866.3373 | 1 | The [test] is intended for use with specimens from patients for whom there is clinical suspicion of tuberculosis (TB) and who have received no antituberculosis therapy, or less than 3 days of therapy. This [test] is intended as an aid in the diagnosis of pulmonary tuberculosis when used in conjunction with clinical and other laboratory findings. | in vitro diagnostic | Nested real-time PCR. The [test] must be used in conjunction with mycobacterial culture to address the risk of false negative results and to recover the organisms for further characterization and drug susceptibility testing. The [test] should only be performed in laboratories that follow safety practices according to the CDC/NIH Biosafety in Microbiological and Biomedical Laboratories publication (http://www.cdc.gov/biosafety/publications/bmbl5/index.htm) and applicable state or local regulations. | Sputum | N | N | Eligible
MI | MI | PEX | System, Mass Spectrometry, Maldi Tof, Microorganism Identification, Cultured Isolates | 2 |  | N | N |  | 866.3361 | 1 | A mass spectrometer system using matrix-assisted laser desorption/ ionization - time of flight (MALDI-TOF) for the identification of microorganisms cultured from human specimens. | In vitro diagnostic device | Matrix-assisted laser desorption/ionization - time of flight (MALDI-TOF) mass spectrometry | Identification of microorganisms cultured from human specimens | N | N | Ineligible
MI | MI | PGH | Hsv-1 And Hsv-2 Cns Nucleic-Acid Based Panel | 2 |  | N | N |  | 866.3307 | 1 | Intended for the qualitative detection and differentiation of HSV-1 and HSV-2 in cerebrospinal fluid (CSF) from patients with signs and symptoms of Herpes Simplex Virus (HSV) central nervous system (CNS) infection. This test is an aid in the diagnosis of HSV-1 and HSV-2 CNS infections in conjunction with other clinical and laboratory findings. Negative results do not preclude HSV-1 or HSV-2 infection and should not be used as the sole basis for treatment or other patient management decisions. | Reagent Assay Kit and Instrument | Real-time Polymerase Chain Reaction Assay | Not Applicable, the device is an In vitro diagnostic device | N | Y | Ineligible
MI | MI | PGI | Herpes Virus (Vzv, Hsv1, Hsv2), Dna Detection Assay For Cutaneous And Mucocutaneous Lesion Samples | 2 |  | N | N |  | 866.3309 | 1 | For the qualitative detection and differentiation of VZV, HSV1, HSV2- DNA in cutaneous and mucocutaneous lesion samples from symptomatic patients. The assay is not intended for use with cerebral spinal fluid. | Reagent assay kit and instrument | Polymerase chain reaction | Not Applicable. In vitro diagnostic device | N | N | Ineligible
MI | MI | PGX | Groups A, C And G Beta-Hemolytic Streptococcus Nucleic Acid Amplification System | 2 |  | N | N |  | 866.268 | 1 | An in vitro diagnostic test for the detection of Group A, C and G beta hemolytic Streptococcus in throat swab specimens from symptomatic patients. | May include automated/manual isothermal nucleic acid amplification, polymerase chain reaction, ligase chain reaction, sequence-based amplification | Uses nucleic acid amplification technology to detect Groups A, C and G Sreptococci | Throat swab specimen | N | N | Eligible
MI | MI | PII | Candida Species Nucleic Acid Detection System | 2 |  | N | N |  | 866.396 | 1 | The Candida species nucleic acid detection system is a qualitative panel for the direct detection of Candida species in whole blood specimens from patients with symptoms of, or medical conditions predisposing the patients to, invasive fungal infections. The test is indicated for the presumptive diagnosis of candidemia. The test is performed independent of blood culture. Concomitant blood cultures are necessary to recover organisms for susceptibility testing or further identification. | The Candida species nucleic acid detection system consists of reagents and disposables and accompanying positive and negative controls. The associated instrumentation performs the amplification of the Candida nucleic acid, detects the amplified products, and reports results. | A multiplexed nucleic acid amplification assay that amplifies and detects Candida DNA in whole blood specimens. | Nucleic acids of Candida species. | N | N | Eligible
MI | MI | PIQ | Reagents For Detection Of Norovirus Nucleic Acid | 2 |  | N | N |  | 866.399 | 1 | Qualitative in vitro diagnostic test for the rapid detection and differentiation of norovirus genogroup I and genogroup II from specimens e.g., stool collected from individuals with symptoms of acute gastroenteritis. | The device/system consists of an instrument, personal computer, and preloaded software for running the tests and viewing the results. | Instrument Systems automate and integrate sample preparation, nucleic acid extraction and amplification, and detection of the target sequences in simple or complex samples using reverse transcriptase PCR (RT-PCR) and real-time PCR assays. | Noninvasive | N | N | Eligible
MI | MI | PIT | Leishmania Spp. Antigen Detection Assay | 1 |  | N | Y |  | 866.387 | 1 | An in vitro diagnostic test for the detection of Leishmania spp. antigens to aid in the diagnosis of Leishmania spp. infection. | In vitro diagnostic kit | May include immunochromatographic assays, enzyme linked immunoassays, or other in vitro diagnostic methods to detect antigens from Leishmania spp. | Clinical specimens from patients suspected of infection with Leishmania spp. | N | N | Eligible
MI | MI | PLO | Meningitis/Encephalitis Pathogen Multiplex Nucleic Acid Detection System | 2 |  | N | N |  | 866.397 | 1 | A meningitis/encephalitis pathogen multiplex nucleic acid detection system is a qualitative in vitro diagnostic test for the direct detection and identification of microbial-associated nucleic acids in cerebrospinal fluid. The test is indicated for individuals with signs and symptoms of meningitis or encephalitis and aids in diagnosis of agents of meningitis or encephalitis when used in conjunction with clinical and other laboratory findings. | Meningitis/encephalitis pathogen multiplex nucleic acid detection systems are in vitro devices that consist of reagents and associated instrumentation for detection and identification of microbial nucleic acids in cerebrospinal fluid specimens. | A qualitative in vitro diagnostic assay that detects and identifies microbial-associated nucleic acids in cerebrospinal fluid specimens. | In vitro diagnostic device | N | N | Ineligible
MI | MI | PMN | Assayed External Control Material For Microbiology Nucleic Acid Amplification (Nat) Assays | 2 |  | N | Y |  | 866.392 | 1 | Assayed external quality control material to monitor the performance of microbiology nucleic acid assays for in vitro diagnostic use. | solid or liquid | For use with nucleic acid amplification microbiology assays | Not applicable - Single or multi-analyte | N | N | Eligible
MI | MI | PMT | Device To Detect And Measure Procalcitonin (Pct) In Human Clinical Specimens | 2 |  | N | N |  | 866.3215 | 1 | An assay used to determine the level of procalcitonin (PCT) in human serum and plasma as an aid in assessing the mortality for patients diagnosed with severe sepsis or septic shock. | In vitro diagnostic device | Immunoassay, ELISA | Detection and determination the concentration of PCT (procalcitonin) in human serum and EDTA or heparin plasma specimens. | N | N | Ineligible
MI | MI | PMY | System, Nucleic Acid Amplification Test, Dna, Carbapenem Non-Susceptible Gram Negative Organism, Colony | 2 |  | N | N |  | 866.164 | 1 | To detect the presence of genetic markers of antimicrobial resistance by testing isolated bacterial colonies using nucleic acid amplification technology. | single-use, disposable assay cartridge and instrument system | qualitative nucleic acid amplification test | not applicable | N | N | Ineligible
MI | MI | POC | System, Nucleic Acid Amplification Test, Dna, Antimicrobial Resistance Marker, Direct Specimen | 2 |  | N | N |  | 866.164 | 1 | To detect the presence of genetic markers of antimicrobial resistance by testing directly from clinical specimens using nucleic acid amplification technology. | Single-use, disposable assay cartridges and instrument system. | Qualitative nucleic acid amplification test. | Not applicable. | N | N | Ineligible
MI | MI | PPU | Microbial Colony Image Assessment System | 2 |  | N | Y |  | 866.219 | 1 | A microbial colony image assessment system is an instrument that is intended to assess the presence or absence of microbial colonies on solid microbiological culture medium, and to interpret their number, phenotypic and morphologic characteristics. This device type provides a semi-quantitative assessment of colony counts that are used as an aid in the diagnosis of urinary tract infection. All urine culture plates that are identified as positive for growth by the APAS Compact, when using its urine analysis module, must be reviewed by a trained microbiologist. | Solid microbiological culture media are required to conduct the assessment. | Analysis and interpretation of digital images of microbial cultures on solid media. | Not applicable | N | N | Eligible
MI | MI | PQA | Vaginitis And Bacterial Vaginosis Nucleic Acid Detection System | 2 |  | N | N |  | 866.3975 | 1 | A vaginitis and bacterial vaginosis nucleic acid detection system is a qualitative in vitro diagnostic device for the direct detection of nucleic acid sequences from microorganisms associated with vaginitis or bacterial vaginosis. The device is indicated for individuals with signs and symptoms of vaginitis or bacterial vaginosis and aids in the diagnosis of these vaginal infections. | In vitro device consisting of reagents and associated instrumentation for detection of nucleic acid sequences from microorganisms associated with vaginitis or bacterial vaginosis. | Qualitative in vitro diagnostic device that detects nucleic acid sequences from microorganisms associated with vaginitis or bacterial vaginosis. | In vitro diagnostic device | N | N | Eligible
MI | MI | PQZ | Gbs Culture Media, Selective And Differential | 1 |  | N | Y |  | 866.236 | 1 | Culture Medium for GBS Detection | Media (broth or plates) | Chromogenic agar | not applicable | N | N | Eligible
MI | MI | PRA | Variola Virus Nucleic Acid-Based Detection Assay | 2 |  | N | N |  | 866.3316 | 1 | The Variola virus nucleic acid-based detection assay is intended for individuals presenting with pustular or vesicular rash illness or other signs and symptoms of Variola virus infection. The test results must be used in conjunction with other diagnostic assays and clinical observations, as an aid to the diagnosis of infection, in accordance with the criteria defined by the appropriate public health authorities with the Federal government. | The Variola virus nucleic acid-based detection assays are in vitro diagnostic devices that consist of reagents and associated instrumentation for the detection and identification of Variola virus nucleic acids in human clinical specimens. | Qualitative in vitro diagnostic assay that detects and identifies Variola virus nucleic acids in human clinical specimens. | In vitro diagnostic device | N | N | Ineligible
MI | MI | PRE | Rt-Qpcr Assay For Mrna Transcript Immune Biomarkers | 2 |  | N | N |  | 866.3215 | 1 | A quantitative gene expression assay using reverse transcription polymerase chain reaction to quantify the relative expression levels of host response genes isolated from whole blood. | In vitro diagnostic device. | Reverse transcription + quantitative PCR(RT-qPCR) | Whole blood collected in RNA collection tube. | N | N | Eligible
MI | MI | PRH | Positive Blood Culture Identification And Ast Kit | 2 |  | N | N |  | 866.165 | 1 | Fluorescence in situ hybridization (FISH) identification and quantitative, antimicrobial susceptibility testing (AST) kit intended for simultaneous detection and identification of multiple microbial targets. | In vitro diagnostic device | Direct Fluorescence in situ hybridization (FISH) identification and antimicrobial susceptibility testing (AST) of microbes growing in positive blood cultures | Direct identification and antimicrobial susceptibility testing of microbes in positive blood cultures | N | N | Eligible
MI | MI | PRI | Procalcitonin Assay | 2 |  | N | N |  | 866.3215 | 1 | To aid in decision making on antibiotic therapy, including antibiotic initiation and discontinuation, for inpatients or patients in the Emergency Department, with suspected or confirmed lower respiratory tract infections (LRTI) defined as community-acquired pneumonia (CAP), acute bronchitis, and acute exacerbation of Chronic Obstructive Pulmonary Disease (AECOPD). | In vitro diagnostic device | Immunoassay, ELISA | Human serum and EDTA or heparin plasma specimens. | N | N | Eligible
MI | MI | PSZ | Devices Detecting Influenza A, B, And C Virus Antigens | 2 |  | N | N |  | 866.3328 | 1 | An influenza virus antigen detection test system is a device intended for the qualitative detection of influenza viral antigens directly from clinical specimens in patients with signs and symptoms of respiratory infection. | Devices detecting influenza A, B, and C virus antigens are in vitro diagnostic devices that consist of reagents and associated instrumentation for the detection and identification of influenza virus antigens | A qualitative in vitro diagnostic assay that detects and identifies influenza virus antigens | In vitro diagnostic device | N | N | Eligible
MI | MI | PTF | Assay To Measure Pct To Aid In The Risk Assessment Of Critically Ill Patients On Their First Day Of Icu Admission | 2 |  | N | N |  | 866.3215 | 1 | Assay to measure procalcitonin to aid in the risk assessment of critically ill patients on their first day of ICU admission for progression to severe sepsis and septic shock | In vitro diagnostic device | Latex particle enhanced immunoturbidimetric method intended for the quantitative determination of PCT in serum, EDTA or lithium heparin plasma. | Detection and determination of procalcitonin (PCT) concentration in serum or plasma | N | N | Eligible
MI | MI | PTJ | Phenotypic Test Kit, Non-Susceptible/Elevated Mic Organisms, Cultured Isolates | 2 |  | N | N |  | 866.164 | 1 | Qualitative detection of carbapenemase enzymes in pure colonies of Enterobacteriaceae and Pseudomonas aeruginosa that have elevated MIC values to any Carbapenem | Single use, disposable | Biochemical hydrolysis | Not applicable | N | N | Eligible
MI | MI | PUQ | Multiplex Flow Immunoassay, T. Gondii, Rubella, Cmv Igm | 2 |  | N | N |  | 866.351 | 1 | The kit is a multiplex flow immunoassay intended for the qualitative detection of IgM antibodies to Toxoplasma gondii (T. gondii), Rubella, and Cytomegalovirus (CMV) in human serum and plasma. | In-vitro diagnostic kit. | The device utilizes multiplex fluorescence technology. | Human serum / plasma | N | N | Eligible
MI | MI | PVQ | Rickettsia Spp. Nucleic Acid Based Detection Assay | 2 |  | N | N |  | 866.3316 | 1 | An in vitro diagnostic test for the detection of Rickettsia spp. nucleic acids in specimens from individuals with signs or symptoms of rickettsial infection and epidemiological risk factors consistent with potential exposure. Test results are used in conjunction with other diagnostic assays and clinical observations to aid in the diagnosis infection, in accordance with criteria defined by the appropriate public health authorities in the Federal government. | In vitro diagnostic devices that consist of reagents and associated instrumentation for the detection and identification of Rickettsia spp. nucleic acids in human clinical specimens. | Qualitative in vitro diagnostic assay that detects and identifies Rickettsia spp. nucleic acids in human clinical specimens. | Clinical specimens from patients suspected of infection with Rickettsia spp. | N | N | Eligible
MI | MI | PYN | Fish (Fluorescence In Situ Hybridization) Kit, Nucleic Acid, Plasmodium Sp. | 2 |  | N | N |  | 866.3367 | 1 | The Plasmodium sp. FISH is intended to detect Plasmodium spp. parasites and/or differentiate parasite species in clinical whole blood smear specimens from patients with signs or symptoms of malaria and suspicion of infection. | In vitro diagnostic devices and reagents that consist of slides, fixatives, fluorescently labeled probes, buffers, and associated instrumentation (if applicable) for the detection and identification of Plasmodium spp. parasites in clinical whole blood smear specimens. | Fluorescence In Situ Hybridization using labeled nucleic acid probes | Target Area Clinical whole blood smear specimens from patients suspected of infection with Plasmodium spp. | N | N | Eligible
MI | MI | QAA | Coccidioides Spp. Nucleic Acid Detection System For Respiratory Specimens | 2 |  | N | N |  | 866.3376 | 1 | A Coccidioides spp. nucleic acid detection system for respiratory specimens is a qualitative test for the detection of Coccidioides spp. nucleic acids directly in clinical respiratory specimens from patients with signs and symptoms of coccidioidomycosis and suspicion of infection. | In vitro diagnostic devices that consist of reagents and associated instrumentation for the detection and identification of Coccidioides spp. nucleic acids in respiratory specimens. | Qualitative in vitro diagnostic assay that detects and identifies Coccidioides spp. nucleic acids in respiratory specimens. | Respiratory clinical specimens from patients suspected of coccidioidomycosis | N | N | Eligible
MI | MI | QBD | Microbial Nucleic Acid Storage And Stabilization Device | 2 |  | N | N |  | 866.295 | 1 | Molecular transport media is a device intended for the stabilization and transportation of nucleic acids from unprocessed human samples suspected of containing infectious material. | Liquid media. | Media stores and stabilizes microbial nucleic acids. | Human samples. | N | N | Ineligible
MI | MI | QBH | Lower Respiratory Microbial Nucleic Acid Detection System | 2 |  | N | N |  | 866.3985 | 1 | Device to detect and identify microorganisms and associated resistance marker nucleic acids directly in respiratory specimens. | In vitro diagnostic device consisting of reagents and associated instrumentation for detection of nucleic acid sequences from microorganisms and associated resistance markers in lower respiratory specimens. | In vitro diagnostic device that detects and identifies nucleic acid sequences from microorganisms and associated resistance markers in lower respiratory specimens. | Respiratory specimens from patients with signs and symptoms of respiratory infection. | N | N | Ineligible
MI | MI | QBN | Mass Spectrometry, Maldi Tof, Microorganism Identification, Cultured Isolates | 2 |  | N | N |  | 866.3378 | 1 | The MALDI Biotyper CA System is a mass spectrometer system using matrix-assisted laser desorption/ionization - time of flight (MALDI-TOF) for the identification and differentiation of microorganisms cultured from human specimens. The MALDI Biotyper CA System is a qualitative in vitro diagnostic device indicated for use in conjunction with other clinical and laboratory findings to aid in the diagnosis of bacterial and fungal infections. | In vitro diagnostic device | Matrix-assisted laser desorption/ionization time of flight (MALDI-TOF) mass spectrometry | Identification and differentiation of microorganisms cultured from human specimens | N | N | Ineligible
MI | MI | QBQ | System, Microbial Growth Monitor Of Normally Sterile Body Fluid Culture | 1 |  | N | N |  | 866.256 | 1 | Qualitative, in vitro diagnostic system that monitors microbial growth directly from normally sterile body fluid sample incubated in a liquid culture medium | Single use disposable cartridges | Monitor microbial growth by assay in the system | Human clinical samples | N | N | Ineligible
MI | MI | QBX | Direct Blood Bacterial Nucleic Acid Detection System | 2 |  | N | N |  | 866.396 | 1 | Amplification, detection and identification of microbial pathogens directly from whole blood specimens | The direct blood bacterial nucleic acid detection system consists of reagents and disposables. The associated instrumentation performs the amplification of bacterial nucleic acid, detects the amplified products and reports results. | A multiplexed nucleic acid amplification assay that amplifies and detects bacterial DNA in whole blood specimens | Nucleic acids of bacteria | N | N | Ineligible
MI | MI | QCH | Assayed Quality Control Material For Clinical Microbiology Assays | 2 |  | N | N |  | 866.392 | 1 | Serologic controls for microbiology assays | Liquid or solid | For use with serologic microbiology assays | Not applicable | N | N | Ineligible
MI | MI | QCU | Dengue Virus Antigen Assay | 2 |  | N | N |  | 866.3945 | 1 | Qualitative detection of Dengue virus antigen in human serum or plasma collected from human patients with signs and symptoms consistent with Dengue virus infection | ELISA Kit including different components, i.e., ELISA plates coated with antibodies, other capture antibodies, positive and negative controls etc. | Immunoassay e.g., ELISA | Human serum or plasma or whole blood or body fluid collected from patient | N | N | Ineligible
MI | MI | QDP | Respiratory Panel | 2 |  | N | N |  | 866.3985 | 1 | The panel is a multiplexed nucleic acid test intended for use with systems for the simultaneous detection and identification of multiple respiratory viral and bacterial nucleic acids, as well as select antimicrobial resistance genes, in sputum-like specimens (induced or expectorated sputum, or endotracheal aspirates) or bronchoalveolar lavage (BAL)-like specimens (BAL or mini-BAL) obtained from individuals suspected of lower respiratory tract infection. | Multiplex nucleic acid panel | Semi-quantitative multiplexed nucleic acid test | Human clinical samples | N | N | Ineligible
MI | MI | QDZ | Qualitative Cytomegalovirus Nucleic Acid-Based Detection Device For Congenital Cytomegalovirus Infection | 2 |  | N | N |  | 866.3181 | 1 | The device is a qualitative, in vitro diagnostic test for the direct detection of Cytomegalovirus (CMV) DNA in saliva from newborn babies. | In vitro diagnostic device | Qualitative DNA amplification technology | Human clinical specimens | N | N | Ineligible
MI | MI | QEP | Nucleic Acid Detection System For Non-Viral Microorganism(S) Causing Sexually Transmitted Infections | 2 |  | N | N |  | 866.3393 | 1 | A device to detect nucleic acids from non-viral microorganism(s) causing sexually transmitted infections is an in vitro diagnostic device intended for the detection and identification of nucleic acids from non-viral microorganism(s) in clinical specimens collected from patients suspected of sexually transmitted infections. The device is intended to aid in the diagnosis of non-viral sexually transmitted infections in conjunction with other clinical and laboratory data. | In vitro diagnostic device consisting of reagents and associated instrumentation for the detection of nucleic acid sequences from Mycoplasma genitalium in clinical specimens. | In vitro diagnostic device that detects and identifies nucleic acid sequences from Mycoplasma genitalium in clinical specimens. | Clinical specimens from patients suspected of Mycoplasma genitalium infection. | N | N | Ineligible
MI | MI | QFA | Assay For Detection Of Proteases In Chronic Wounds | 2 |  | N | N |  | 866.3231 | 1 | A device to detect bacterial protease activity in chronic wound fluid is a lateral flow prescription device that may include a sterile swab. The device is intended for use in patients as an aid in assessing the risk for non-healing of chronic venous, diabetic foot, and pressure ulcers associated with wounds where there are no signs of wound infection and where patient are asymptomatic for clinical signs of infection. | Swab to collect wound fluid that is then mixed with a substrate and added to a lateral flow device for detection of enzymatic activity | Detection of enzymatic activity | Various - Skin (chronic wounds) | N | N | Ineligible
MI | MI | QFO | Zika Virus Serological Reagents | 2 |  | N | N |  | 866.3935 | 1 | Zika virus serological reagents are devices that consist of antigens and antisera for the diagnosis of Zika virus infection in human clinical specimens from individuals that have signs and symptoms consistent with Zika virus infection and/or epidemiological risk factors. The device aids in the presumptive clinical diagnosis of Zika virus infection in conjunction with other clinical and laboratory findings. | In Vitro Diagnostic antigens and antisera; ELISA Kit including different components, i.e., ELISA plates coated with antibodies, other capture antibodies, positive and negative controls etc. | Immunological methods e.g., ELISA | Human serum or plasma or whole blood or body fluid collected from patient; none of the body parts will utilize the device or are intended to be affected by the device. | N | N | Ineligible
MI | MI | QFS | Monocyte Distribution Width Quantitative Measurement For Sepsis Risk Assessment | 2 |  | N | N |  | 866.3215 | 1 | An elevated Monocyte Distribution Width (MDW) value, together with other laboratory findings and clinical information, aids in identifying patients with sepsis or at increased risk of developing sepsis following hospital admission. MDW should not be used as the sole basis to determine the absence of sepsis. | The device is an analyzer which uses a scatterplot of light scatter correlated to the volume of the cells to identify the monocyte population | Clinical whole blood specimen is measured in an automated cellular analyzer system | Clinical whole blood specimen | N | N | Ineligible
MI | MI | QGN | Lateral Flow Immunochromatography Assay For Host Infection Biomarkers | 2 |  | N | N |  | 866.323 | 1 | A device to detect and measure non-microbial analytes to aid in the detection and identification of localized human infections is identified as an in vitro device intended for the detection and qualitative measurement, quantitative measurement, or both of one or more non-microbial analytes in human clinical specimens to aid in the assessment, identification, or both of a localized microbial infection when used in conjunction with clinical signs and symptoms and other clinical and laboratory findings. | In vitro diagnostic device. | Lateral flow immunochromatography. | Synovial fluid. | N | N | Ineligible
MI | MI | QHM | Serology Tests Used For Infectious Disease Screening Of Blood And Plasma Donations |  | 1 | N | N |  | 610.4 | 3 | For the qualitative detection of antibodies or antigens to infectious disease agents in human specimens | May include reagents, buffers, tubes, plates and other components necessary to run the assay | Enzyme-linked immunosorbant assay, chemiluminescence, other antibody-antigen interaction and detection | Human specimens including blood, serum, plasma, urine, other samples | N | N | Ineligible
MI | MI | QHO | Nucleic-Acid Tests Used For Infectious Disease Screening Of Blood And Plasma Donations |  | 1 | N | N |  | 610.4 | 3 | For the qualitative detection of nucleic acid for infectious disease agents in human specimens. | May include reagents, primers, buffers, tubes, plates and other components necessary to run the assay. | Nucleic acid testing, PCR, amplification methods, sequencing. | Human specimens including blood, serum, plasma, urine, other samples. | N | N | Ineligible
MI | MI | QID | Device To Detect Antigens Of Biothreat Microbial Agents In Human Clinical Specimens | 2 |  | N | N |  | 866.4002 | 1 | A device to detect antigens of biothreat microbial agents in human clinical specimens is identified as an in vitro diagnostic device intended for the detection of antigens of microbial agents in specimens collected from patients with signs and symptoms of infection with biothreat microbial agents and who have been exposed to these agents or are suspected or at risk of exposure.��Devices to detect antigens of biothreat microbial agents in human clinical specimens may be used for cadaver testing if the cadaver constitutes a source of human-to-human transmission and if testing is performed to prevent human disease. | Membrane-bound antibodies in a plastic housing | Lateral flow chromatographic test | Samples from the human body | N | Y | Ineligible
MI | MI | QIV | Culture-Based Short-Term Incubation Antimicrobial Resistance Assay | 2 |  | N | N |  | 866.1655 | 1 | A system for detection of microorganisms and antimicrobial resistance using reporter expression is an in vitro diagnostic device intended for the detection and identification of live microorganisms and the detection of associated antimicrobial drug susceptibility or resistance in specimens from patients at risk of colonization or suspected of infection. | In vitro diagnostic device consisting of reagents and instrumentation for the detection and identification of microorganisms and determination of antimicrobial drug susceptibility or resistance directly in clinical specimens. | In vitro diagnostic device that uses expression of transduced reporter genes for the detection and identification of microorganisms and determination of associated antimicrobial drug susceptibility or resistance directly in clinical specimens. | Clinical specimens from patients suspected of microbial colonization or infection. | N | N | Ineligible
MI | MI | QLX | Nucleic Acid Amplification Test For The Quantitation Of Epstein-Barr Virus (Ebv) Dna | 2 |  | N | N |  | 866.3183 | 1 | A quantitative viral nucleic acid test for transplant patient management is identified as a device intended for prescription use in the detection of viral pathogens by measurement of viral deoxyribonucleic acid (DNA) or ribonucleic acid (RNA) using specified specimen processing, amplification, and detection instrumentation. The test is intended for use as an aid in the management of transplant patients with active viral infection or at risk for developing viral infections. The test results are intended to be interpreted by qualified healthcare professionals in conjunction with other relevant clinical and laboratory findings. | In vitro diagnostic test | Quantitative Polymerase Chain Reaction | Blood and blood derived specimens | N | N | Ineligible
MI | MI | QMC | Transport Medium, Notified Per The Vtm Guidance | 1 |  | N | N |  | 866.239 | 1 | Notified transport media and collection devices intended for specimen collection and transport for use in detection of respiratory viruses including coronavirus per the guidance (Notified transport media and collection devices intended for specimen collection and transport for use in detection of respiratory viruses including coronavirus). | Liquid transport medium | Transport medium for clinical upper respiratory specimens for viral diagnosis including COVID | Human clinical specimens | N | N | Ineligible
MI | MI | QMI | Nucleic Acid Amplification Test For The Quantitation Of Bk Virus (Bk) Dna | 2 |  | N | N |  | 866.3183 | 1 | An in vitro nucleic acid amplification test for the quantitation of BK virus (BKV) DNA in human samples intended for use as an aid in the management of BKV in transplant patients. In patients undergoing monitoring of BKV, serial DNA measurements can be used to indicate the need for potential treatment changes and to assess viral response to treatment. Test results are intended to be read and analyzed by a qualified licensed healthcare professional in conjunction with clinical signs and symptoms and relevant laboratory findings. Test results must not be the sole basis for patient management decisions. | In vitro diagnostic test system | Nucleic acid amplification test | In vitro diagnostic test | N | N | Ineligible
MI | MI | QMV | Device To Detect And Identify Selected Microbial Agents That Cause Acute Febrile Illness | 2 |  | N | N |  | 866.3966 | 1 | A device to detect and identify selected microbial agents that cause acute febrile illness is identified as a in vitro device intended for the detection and identification of microbial agents in human clinical specimens from patients with signs and symptoms of acute febrile illness who are at risk for exposure or who may have been exposed to these agents. It is intended to aid in the diagnosis of acute febrile illness in conjunction with other clinical, epidemiologic, and laboratory data, including patient travel, pathogen endemicity, or other risk factors. | In vitro diagnostic test | Qualitative Polymerase Chain Reaction | Whole blood specimens | N | N | Ineligible
MI | MI | QNJ | Mass Spectrometry, Microorganism Identification, Blood Culture | 2 |  | N | N |  | 866.3378 | 1 | Blood culture processing device that includes associated reagents that are intended to concentrate and purify microbial cells from blood culture samples identified as positive by a continuous monitoring blood culture system with organisms subsequently identified by spectrometry. | In vitro diagnostic device | Spectrometry | Identification and differentiation of microorganisms in blood culture samples identified as positive by a continuous monitoring blood culture system | N | N | Ineligible
MI | MI | QOF | Multi-Target Respiratory Specimen Nucleic Acid Test Including Sars-Cov-2 And Other Microbial Agents | 2 |  | N | N |  | 866.3981 | 1 | A device to detect and identify nucleic acid targets in respiratory specimens from microbial agents that cause the SARS-CoV-2 respiratory infection and other microbial agents when in a multi-target test is an in vitro diagnostic device intended for the detection and identification of SARS-CoV-2 and other microbial agents when in a multi-target test in human clinical respiratory specimens from patients suspected of respiratory infection who are at risk for exposure or who may have been exposed to these agents. The device is intended to aid in the diagnosis of respiratory infection in conjunction with other clinical, epidemiologic, and laboratory data or other risk factors. | A closed system disposable pouch that contains all necessary reagents for sample preparation, reverse transcription, polymerase chain reaction (PCR), and detection from multiple respiratory pathogens from a single nasopharyngeal swab specimen. The reagent pouch is hydrated with sample buffer and specimen to activate and is placed into an automated instrument to perform the sample preparation, PCR reaction, and detection for result generation. | A nucleic acid amplification test (NAAT). PCR-based. | Nasopharyngeal (i.e., upper respiratory) swab specimen. | N | N | Ineligible
MI | MI | QPO | Device To Preserve And Stabilize Relative Abundances Of Microbial Nucleic Acids In Clinical Samples | 2 |  | N | N |  | 866.2952 | 1 | A device to preserve and stabilize relative abundances of microbial nucleic acids in clinical samples is a device that consists of a container and reagents intended to stabilize microbial nucleic acids for the subsequent assessment of the relative abundance of microbial nucleic acids (i.e., microbiome) in human specimens by an assay validated for use with the device. The device may also be indicated for sample collection. The device is not intended for preserving morphology or viability of microorganisms. | Liquid media. | Media stores and stabilizes microbial nucleic acids, and also preserves relative abundances of microorganisms. | Human samples. | N | N | Ineligible
MI | MI | QPS | Immunoassay For Host Biomarkers Of Infection | 2 |  | N | N |  | 866.3215 | 1 | A semi-quantitative immunoassay that quantifies the relative levels of host response proteins isolated from serum or similar specimens. | In vitro diagnostic device | Chemiluminescent immunoassay | Human serum or similar samples | N | N | Ineligible
MI | MI | QQV | Automated System For Sample Preparation And Identification Of Microorganisms From Cultured Isolates By Mass Spectrometry | 2 |  | N | N |  | 866.3378 | 1 | An automated in vitro diagnostic system to prepare colonies of microorganisms grown on solid culture media from human specimens for qualitative identification and differentiation using matrix-assisted laser desorption/ionization-time of flight mass spectrometry (MALDI-TOF MS). | In vitro diagnostic device | Matrix-assisted laser desorption/ionization-time of flight mass spectrometry (MALDI-TOF MS) microorganism identification | Identification and differentiation of microorganisms cultured from human specimens | N | N | Ineligible
MI | MI | QQX | Respiratory Specimen Nucleic Acid Sars-Cov-2 Test | 2 |  | N | N |  | 866.3981 | 1 | A device to detect and identify nucleic acid targets in respiratory specimens from SARS-CoV-2 that cause COVID-19 is an in vitro diagnostic device intended for the detection and identification of SARS-CoV-2 nucleic acid targets in human clinical respiratory specimens from patients suspected of COVID-19 based on signs and symptoms of respiratory infections by their healthcare providers. The device is intended to aid in the diagnosis of COVID-19 in conjunction with other clinical, epidemiologic, and laboratory data or other risk factors. | A test system that contains all necessary reagents for sample preparation, nucleic acid reverse transcription and amplification, and detection from SARS-CoV-2 nucleic acids from a single respiratory tract specimen. | A nucleic acid amplification test (NAAT). | Human respiratory tract specimens, such as anterior nasal swabs, nasopharyngeal swabs, nasal or nasopharyngeal washes and aspirates, etc. | N | N | Ineligible
MI | MI | QQY | Culture Plate Imaging System For Qualitative Assessment Of Resistant Organisms | 2 |  | N | N |  | 866.219 | 1 | Culture plate imaging system for qualitative assessment of resistant organisms is an automated system to assess the presence or absence of colony growth on solid chromogenic culture media. | In vitro diagnostic device comprising an imaging system and software for analysis. | Analysis and interpretation of digital images of colonies on solid chromogenic culture media. | Clinical specimens | N | N | Ineligible
MI | MI | QSN | Orthopedic Infection Microbial Multiplex Nucleic Acid Detection System | 2 |  | N | N |  | 866.3988 | 1 | A qualitative nucleic acid assay that detects and identifies microbial organisms and antimicrobial resistance markers in clinical specimens to aid in the diagnosis of orthopedic infections. | In vitro diagnostic device consisting of reagents and associated instrumentation for the detection of microorganism nucleic acid sequences and resistance markers in clinical specimens. | Multiplexed nucleic-acid assay | Clinical specimens from patients suspected of orthopedic infection | N | N | Ineligible
MI | MI | QST | Lab-Based Hiv Nat Diagnostic And/Or Supplemental Test | 2 |  | N | N |  | 866.3957 | 1 | Human immunodeficiency virus (HIV) lab-based nucleic acid diagnostic and supplemental tests are prescription devices for the qualitative detection of HIV nucleic acid in human body fluids or tissues. | Lateral flow, membrane, manual, automated reader, swab, lancet, capillary, NAT, automated instrument | PCR, amplification, extraction, buffers, purification, nucleic acid | Whole blood, plasma, serum, oral fluid, capillary blood, venous blood | N | N | Ineligible
MI | MI | QSU | Point Of Care Hiv Serology Diagnostic And/Or Supplemental Test | 2 |  | N | N |  | 866.3956 | 1 | Human immunodeficiency virus (HIV) Point of Care serological diagnostic and supplemental tests are prescription devices for the qualitative detection of HIV antigen(s) and/or detection of antibodies against HIV in human body fluids or tissues. | Lateral flow, membrane, manual, automated reader, swab, lancet, capillary | Antibody/antigen, elisa, chemiluminescence, manual | Whole blood, plasma, serum, oral fluid, capillary blood, venous blood | N | N | Ineligible
MI | MI | QSV | Point Of Care Hiv Nat Diagnostic And/Or Supplemental Test | 2 |  | N | N |  | 866.3957 | 1 | Human immunodeficiency virus (HIV) Point of Care nucleic acid diagnostic and supplemental tests are prescription devices for the qualitative detection of HIV nucleic acid in human body fluids or tissues. | Lateral flow, membrane, manual, automated reader, swab, lancet, capillary, NAT, automated instrument | PCR, amplification, extraction, buffers, purification, nucleic acid, manual, automated | Whole blood, plasma, serum, oral fluid, capillary blood, venous blood | N | N | Ineligible
MI | MI | QTM | Assayed External Control Material For Microbiology Nucleic Acid Amplification (Nat) Assays For Blood Donor Screening. | 2 |  | N | N |  | 866.392 | 1 | Assayed external quality control material to monitor the performance of microbiology nucleic acid assays for in vitro diagnostic use for blood donor screening. | solid or liquid | For use with nucleic acid amplification microbiology assays | Not applicable - Single or multi-analyte | N | N | Ineligible
MI | MI | QUT | Deformability Cytometry For Sepsis Risk Assessment | 2 |  | N | N |  | 866.3215 | 1 | A semi-quantitative assay that measures cellular deformability and other physical properties of leukocytes in whole blood samples to aid the early detection of sepsis | The device is an analyzer which probes physical properties of leukocytes by exposing cells to a shear flow in a microfluidic channel | Clinical whole blood specimen is measured in an automated analyzer system | Clinical whole blood specimen | N | N | Ineligible
MI | MI | QUU | Simple In Vitro Diagnostic Device For The Detection Of Secreted Proteins From Bacillus Spp. In Human Clinical Samples | 2 |  | N | N |  | 866.3046 | 1 | A simple in vitro diagnostic device for the detection of secreted proteins from Bacillus species (spp.) is a prescription in vitro diagnostic device used to detect and presumptively identify B. anthracis and other Bacillus spp. in human clinical samples as an aid in the diagnosis of anthrax and other diseases caused by Bacillus spp. This device is simple to use and does not involve sample manipulation or measurement of an analyte that could be affected by conditions such as sample turbidity or cell lysis. This device may be used to aid in the presumptive diagnosis of anthrax in individuals who have signs and symptoms consistent with anthrax and a likelihood of exposure. Bacillus infections include anthrax (cutaneous, inhalational, or gastrointestinal) caused by B. anthracis, gastrointestinal disease, non-gastrointestinal infections, and an anthrax-like illness caused by B. cereus. | In vitro diagnostic test | Uses mobile and membrane-fixed antibodies to detect protein in clinical specimens. | Not applicable | N | N | Ineligible
MI | MI | QVF | Simple Point-Of-Care Device To Directly Detect Sars-Cov-2 Viral Targets From Clinical Specimens In Near-Patient Settings | 2 |  | N | N |  | 866.3982 | 1 | A simple point-of-care device to detect SARS-CoV-2 viral targets directly from clinical specimens in near-patient settings is an in vitro diagnostic device for the direct detection of SARS-CoV-2 in clinical specimens and is intended as an aid in the diagnosis of SARS-CoV-2 infections COVID-19). The device is simple to use and does not involve sample manipulation, transportation of the sample to another functional area (e.g., a central laboratory or other specialized area), or measurement of reagents or analytes that could be affected by conditions such as sample turbidity or cell lysis. The design and procedures of the device are appropriate for use by healthcare professionals in near-patient settings outside a centralized laboratory | Simple qualitative in vitro diagnostic device | Detection of SARS-CoV-2 viral targets directly from human clinical specimens | Direct human clinical specimens | N | N | Ineligible
MI | MI | QVP | Sars-Cov-2 Serology Test | 2 |  | N | N |  | 866.3983 | 1 | A SARS-CoV-2 serology test is a prescription in vitro diagnostic device for the detection of specific binding antibodies to SARS-CoV-2 in clinical specimens. The detection of SARS-CoV-2 antibodies is intended to aid in identifying individuals with an adaptive immune response to SARS-CoV-2. The test is not intended for the diagnosis of acute SARS-CoV-2 infection, nor screening blood, plasma, cells, or tissue donors. | Qualitative and quantitative assay for SARS-CoV-2 binding antibodies. | Detection of antibodies to SARS-CoV-2 | Human blood specimen | N | N | Ineligible
MI | MI | QWB | Over-The-Counter Molecular Test To Detect Sars-Cov-2 From Clinical Specimens | 2 |  | N | N |  | 866.3984 | 1 | An over-the-counter molecular test to detect SARS-CoV-2 is an in vitro diagnostic device for the detection of SARS-CoV-2 in clinical specimens to aid in the diagnosis of SARS-CoV-2 infection. The device is intended to be used by lay users and without health care provider (HCP) intervention in home settings or similar environments. | In vitro diagnostic assay reagents and hardware. The device may include chemical components for the amplification of nucleic acid targets. The device may include hardware and software to allow for data collection and review. | Uses nucleic acid amplification technology (NAAT) for the detection of SARS-CoV-2 from clinical samples. | upper respiratory clinical specimens | N | N | Ineligible
MI | MI | QWR | Simple Point-Of-Care Device To Detect Sar-Cov-2 Nucleic Acid Targets From Clinical Specimens In Near-Patient Settings | 2 |  | N | N |  | 866.3982 | 1 | A simple point-of-care device to detect SARS-CoV-2 nucleic acid targets directly from clinical specimens in near-patient settings is an in vitro diagnostic device for the direct detection of SARS-CoV-2 in clinical specimens and is intended as an aid in the diagnosis of SARS-CoV-2 infections (COVID-19). The device is simple to use and does not involve sample manipulation, transportation of the sample to another functional area (e.g., a central laboratory or other specialized area), or measurement of reagents or analytes that could be affected by conditions such as sample turbidity or cell lysis. The design and procedures of the device are appropriate for use by healthcare professionals in near-patient settings outside a centralized laboratory. | An automated, instrument-based SARS-CoV-2 molecular IVD test. | Uses a molecular method to rapidly detect and identify SARS-CoV-2 nucleic acid targets in clinical specimens. | Clinical specimens from the respiratory system. | N | N | Ineligible
MI | MI | QXA | Lateral Flow Immunochromatography Assay For Host Biomarkers Of Respiratory Infection | 2 |  | N | N |  | 866.323 | 1 | A device to detect and measure non-microbial analytes to aid in the detection and identification of localized human infections is identified as an in vitro device intended for the detection and qualitative measurement, quantitative measurement, or both of one or more non-microbial analytes in human clinical specimens to aid in the assessment, identification, or both of a localized microbial infection when used in conjunction with clinical signs and symptoms and other clinical and laboratory findings. | In vitro diagnostic device | Lateral flow immunochromatography | Human clinical specimens | N | N | Ineligible
MI | MI | QYA | System For Detection Of Nucleic Acid From Non-Viral Microorganism(S) Causing Stis Using Specimens Collected At Home | 2 |  | N | N |  | 866.3385 | 1 | This device is an in vitro diagnostic system intended for self-collecting specimens in home settings or similar environments and testing in a clinical laboratory for detection of nucleic acids from non-viral microorganism(s) causing sexually transmitted infections. The device is intended to aid in the diagnosis of sexually transmitted infections. The device is intended for prescription use or over-the-counter use. | In vitro diagnostic test system consisting of home collection kit and reagents and associated instrumentation for the detection of nucleic acid sequences from Chlamydia trachomatis (CT) and/or Neisseria gonorrhoeae (GC) in home collected specimens. | In vitro diagnostic test system that detects and identifies nucleic acid sequences from Chlamydia trachomatis (CT) and/or Neisseria gonorrhoeae (GC) in home collected specimens. | Home collected urogenital specimens from users suspected of Chlamydia trachomatis (CT) and/or Neisseria gonorrhoeae (GC) infection. | N | N | Ineligible
MI | MI | QYT | Over-The-Counter Covid-19 Antigen Test | 2 |  | N | N |  | 866.3984 | 1 | For the rapid, qualitative detection of SARS-CoV-2 virus nucleocapsid protein antigen in individuals 2 years and older. | Solid phase test device/dip-stick | Lateral flow Immunochromatographic Assay | Anterior Nasal Swabs | N | N | Ineligible
MI | MI | QZX | Positive Blood Culture Processor For Inoculum Preparation Used For Antimicrobial Susceptibility Testing | 2 |  | N | N |  | 866.165 | 1 | Processing device that includes associated reagents, when applicable, that is intended to recover microbes from positive blood cultures for inoculum preparation. The prepared inoculum is intended for subsequent use in antimicrobial susceptibility testing. | In vitro diagnostic device | Processor to prepare an inoculum for subsequent use in antimicrobial susceptibility testing. | For antimicrobial susceptibility testing using an inoculum of microbial cells recovered from positive blood cultures. | N | N | Ineligible
MI | MI | SAN | Automated Antimicrobial Susceptibility Test System For Positive Blood Culture Samples | 2 |  | N | N |  | 866.165 | 1 | Automated system that performs antimicrobial susceptibility testing using positive blood culture samples | In vitro diagnostic device | Antimicrobial susceptibility testing of microbes detected in positive blood cultures | For antimicrobial susceptibility testing using positive blood cultures | N | N | Ineligible
MI | MI | SBP | Simple Point-Of-Care Nucleic Acid-Based Hepatitis C Virus Ribonucleic Acid Test | 2 |  | N | N |  | 866.3171 | 1 | A simple point-of-care nucleic acid-based hepatitis C virus (HCV) ribonucleic acid (RNA) test is an in vitro diagnostic device that is intended for prescription use for the detection of HCV RNA in clinical specimens as an aid in the diagnosis of HCV infection or as an aid in the management of HCV-infected patients, including individuals without antibodies to HCV. This device is simple to use and does not involve sample manipulation, transportation of the sample to another functional area (e.g., a central laboratory or other specialized area), or measurement of reagents or analytes that could be affected by conditions such as sample turbidity or cell lysis. The test is not intended for use as a donor screening test for the presence of HCV RNA in blood, blood products, or tissue donors. | in vitro diagnostic test | Automated reverse transcription polymerase chain reaction (RT-PCR) test | near patient | N | N | Ineligible
MI | MI | SBT | Device To Detect Microbial Colonization Directly From Clinical Specimens. | 2 |  | N | N |  | 866.3967 | 1 | A device to detect microbial colonization directly from clinical specimens is a qualitative in vitro diagnostic device intended for the detection and identification of microbial-associated targets from patients who are suspected of being colonized with a microbial pathogen and may present a risk of transmission to other patients and health care workers. This device is intended to aid in the detection of microbial colonizers for the prevention and control of infection in healthcare settings when used in conjunction with clinical and laboratory findings. | Single-use assay with reagents and disposables and associated instrument system | Qualitative nucleic acid test | Clinical specimens | N | N | Ineligible
MI | MI | SBZ | Test For Detection Of Antibodies Associated With Syphilis Performed By Lay Users | 2 |  | N | Y |  | 866.3986 | 1 | Test for detection of antibodies associated with syphilis performed by lay users is an in vitro diagnostic device used for detection of antibodies in clinical specimens for use in home settings, or similar environments. The device is intended to aid in diagnosis of syphilis and intended for prescription use or over-the-counter use. | Plastic cassette containing nitrocellulose membrane embedded with reagents capable of identifying analyte-specific antibodies in a blood sample. | Immobilization and visualization of antibodies specific to Syphilis disease using lateral flow technology. | Blood drop exposed on the fingertip via fingerstick puncture. | N | N | Ineligible
MI | MI | SCA | Multi-Analyte Respiratory Virus Antigen Detection Test | 2 |  | N | N |  | 866.3987 | 1 | A multi-analyte respiratory virus antigen detection test is an in vitro diagnostic device intended for the detection and/or differentiation of respiratory viruses directly from respiratory clinical specimens. The device is intended to be performed at the site of sample collection, does not involve sample storage and/or transport. | Solid Phase Test Device/Dip-Stick | Multi-Analyte Lateral Flow Immunochromatographic Assay | Respiratory Clinical Specimens | N | N | Ineligible
MI | MI | SCX | Immunoassay For Host Biomarkers Of Sepsis | 2 |  | N | N |  | 866.3215 | 1 | A semi-quantitative immunoassay that measures the relative levels of host response proteins isolated from host blood or similar specimens. | In vitro diagnostic device | Immunoassay | Human blood or similar specimen | N | N | Ineligible
MI | MI | SEA | Test For Detection Of Microorganism(S) Causing Sexually Transmitted Infections Performed By Lay Users | 2 |  | N | N |  | 866.3386 | 1 | This device is an in vitro diagnostic device for the detection and/or differentiation of nucleic acids from non-viral microorganism(s) causing sexually transmitted infections in clinical specimens for use in home settings, or similar environments. The test is intended for prescription or over-the-counter use. | In vitro diagnostic device consisting of reagents and associated instrumentation for the detection of nucleic acid sequences from sexually transmitted non-viral microorganism(s). | In vitro diagnostic self-testing device that detects and identifies nucleic acid sequences from sexually transmitted non-viral microorganism(s). | Clinical specimens from patients suspected of from sexually transmitted non-viral microorganism(s). | N | N | Ineligible
MI | MI | SEI | Qualitative And Quantitative Hepatitis B Virus Antibody Assays | 2 |  | N | N |  | 866.3173 | 1 | In vitro diagnostic devices intended for use in the detection of antibodies to HBV. These devices are intended to aid in the diagnosis of HBV infection in persons with signs and symptoms of hepatitis and in persons at risk for HBV infection. Anti-HBs assay results may be used as an aid in the determination of susceptibility to HBV infection in individuals prior to or following HBV vaccination or when vaccination status is unknown. | Patient specimen, assay reagents, instruments | Assays measure antibodies in biological samples by enzymatic reactions. Assay techniques determine sample concentrations based on the intensity of the signal emitted by a chemical and biological reaction. | Blood, serum, plasma | N | N | Ineligible
MI | MI | SEP | Device For Home Collection And Transport Of Vaginal Specimens By Lay Users For Use In An Approved Hpv Molecular Assay | 2 |  | N | N |  | 866.292 | 1 | A device for home collection and transport of vaginal specimens by lay users for HPV testing is a device intended for use by lay users in home settings or similar environments for the collection and transportation of vaginal specimens for testing using an approved HPV molecular assay with which the device has been validated. | A device consisting of components for vaginal specimens self-collection and transport. | Lay user uses a device to self-collect and transport vaginal specimens for laboratory testing using an approved HPV molecular assay with which the device has been validated. | Vagina. | N | N | Ineligible
MI | PA | PZF | Mers-Cov And Common Respiratory Pathogens Multiplex Nucleic Acid Detection System | 2 |  | N | N |  | 866.4001 | 1 | A Middle East Respiratory Syndrome Coronavirus (MERS-CoV) and common respiratory pathogens multiplex nucleic acid detection system is a qualitative in vitro diagnostic test for the detection and identification of MERS-CoV and common respiratory pathogens � associated nucleic acids in human clinical specimens. The test is indicated for individuals meeting specific MERS-CoV clinical and/or epidemiological criteria. It aids in the differential diagnosis of MERS-CoV infection in conjunction with other clinical, epidemiologic, and laboratory data, in accordance with the guidelines provided by the appropriate public health authorities. | Middle East Respiratory Syndrome Coronavirus (MERS-CoV) and common respiratory pathogens multiplex nucleic acid detection systems are in vitro diagnostic devices that consist of reagents and associated instrumentation for detection and identification of MERS-CoV and common respiratory pathogens � associated nucleic acids in human clinical specimens. | A qualitative in vitro diagnostic assay that detects and identifies MERS-CoV and common respiratory pathogens � associated nucleic acids in human clinical specimens. | In vitro diagnostic device | N | N | Eligible
MI | PA | QDS | Mers-Cov And Common Respiratory Pathogens Semi-Quantitative And Quantitative Multiplex Nucleic Acid Detection System | 2 |  | N | N |  | 866.4001 | 1 | A Middle East Respiratory Syndrome Coronavirus (MERS-CoV) and common respiratory pathogens qualitative, semi-quantitative or quantitative multiplex nucleic acid detection system is an in vitro diagnostic test for the detection, identification, and quantification of MERS-CoV and common respiratory pathogens � associated nucleic acids in human clinical specimens. The test is indicated for individuals meeting specific MERS-CoV clinical and/or epidemiological criteria. It aids in the differential diagnosis of MERS-CoV infection in conjunction with other clinical, epidemiologic, and laboratory data, in accordance with the guidelines provided by the appropriate public health authorities. | Middle East Respiratory Syndrome Coronavirus (MERS-CoV) and common respiratory pathogens semi-quantitative or quantitative multiplex nucleic acid detection systems are in vitro diagnostic devices that consist of reagents and associated instrumentation for detection, identification, and quantification of MERS-CoV and common respiratory pathogens � associated nucleic acids in human clinical specimens. | A qualitative, semi-quantitative or quantitative in vitro diagnostic assay that detects and identifies MERS-CoV and common respiratory pathogens � associated nucleic acids in human clinical specimens. | Human clinical samples | N | N | Ineligible
MI |  | LQI | Hepatitis Delta Serological Reagents | 3 |  | N | N |  |  | 2 |  |  |  |  | N | N | Ineligible
MI |  | MAQ | Kit, Dna Detection, Human Papillomavirus | 3 |  | N | N |  |  | 2 |  |  |  |  | N | N | Ineligible
MI |  | MHR | Test, Anti-Tumor Cell Susceptibility | 3 |  | N | N |  |  | 2 |  |  |  |  | N | N | Ineligible
MI |  | MYL | Assay,Enzyme Linked Immunosorbent,Parvovirus B19 Igg | 3 |  | N | N |  |  | 2 |  |  |  |  | N | N | Ineligible
MI |  | MYM | Assay,Enzyme Linked Immunosorbent,Parvovirus B19 Igm | 3 |  | N | N |  |  | 2 |  |  |  |  | N | N | Ineligible
MI |  | NCD | Test, Immunity, Cell Mediated, Mycobacterium Tuberculosis | 3 |  | N | N |  |  | 2 |  |  |  |  | N | N | Ineligible
MI |  | NWY | Test, Qualitative, Detection Of Dengue Igm And Igg Antibodies |  | 3 | N | N |  |  | 3 | Intended for the detection of IgM and IgG antibodies to dengue virus in human serum, plasma or whole blood. | In-vitro diagnositc test | In-vitro diagnostic test | In-vitro diagnostic test | N | N | Eligible
MI |  | OIH | Yersinia Spp. Reagents |  | 1 | N | N |  |  | 1 | Yersinia spp. reagents are devices that consist of Serological Reagents and Nucleic Acid Amplification Reagents to differentiate Yersinia spp. and presumptively identify Yersinia pestis (Y. pestis) from cultured isolates or clinical specimens. They are indicated for use as an aid in the laboratory of diagnosis of plague. | Kit includes primers, probes, enzymes and specific controls for amplification and are designed for use with specific instrument systems. | Nucleic Acid Amplification Reagents | Systemic, Whole blood, sputum, | N | N | Eligible
MI |  | OJN | Mycobacterium Tuberculosis, Cell Mediated Immune Response, Enzyme-Linked Immunospot Test | 3 |  | N | N |  |  | 2 | For the detection of effector T cells that respond to stimulation by Mycobacterium tuberculosis antigens ESAT-6 and CFP-10 and indicated for use as an aid in the diagnosis of M. tuberculosis infection in conjunction with risk assesment, radiography and other medical diagnostic evaluations. | In vitro diagnostic kit | Enzyme-linked immunospot assay | Peripheral Blood | N | N | Ineligible
MI |  | OJO | Enzyme Linked Immunosorbent Assay For The Detection Of Lipoarabinomannan Antigen Of Mycobacteria |  | 3 | N | N |  |  | 3 | Enzyme linked immunosorbent assay (elisa) system intended for in vitro diagnostic use to qualitatively detect the presence of lipoarabinomannan (lam) antigen of mycobacteria in human urine as an aid in the diagnosis of current mycobacterial infection in hiv positive patients with systems of tuberculosis. | in vitro | in vitro | in vitro | N | N | Eligible
MI |  | ORL | Whole Blood Pre-Treatment T-Cell Enrichment Reagent | 3 |  | N | N |  |  | 2 | The reagent is for the pre-treatment of whole blood prior to lymphocyte separation. The reagent aids in the removal of selected white blood cells from whole blood stored at room temperature (18-25�C). | Liquid reagent | The reagent contains bispecific monoclonal antibodies which are directed against cell surface markers on selected white blood cells and glycophorin A on red blood cells. The reagent cross-links the selected white blood cells with the red blood cells, which increases the density of the selected cells. When a density gradient is applied during the blood cell extraction process, the selected white blood cells remain separated into the red blood cell layer away from the PBMC layer and non-selected cells, including T cells and antigen presenting cells contained in the PBMC layer. | Whole blood samples | N | N | Ineligible
MI |  | OTT | Research Use Only/Microbiology |  | 6 | Y | N |  |  | 7 | For research use only and for products imported into the US only. | N/A | N/A | N/A | N | N | Eligible
MI |  | OYB | Kit, Rna Detection, Human Papillomavirus | 3 |  | N | N |  |  | 2 | For the detection of human papillomavirus RNA to aid in assessing risk of cancer. | Device is supplied as an in vitro diagnositc kit containing various reagents, instructions for use and possibly instrumentation and software. | Utilizes nucleic acid probes and/or primers along with other reagents to detect human papillomavirus RNA directly from human specimens | Currently, this type of device is only utilized on cervical specimens, but other specimen types are possible. | N | N | Ineligible
MI |  | PCY | Investigational Use Only - Microbiology |  | 6 | Y | N |  |  | 7 | Investigational use only and for products imported into the US only. | N/A | N/A | N/A | N | N | Eligible
MI |  | POA | Reagents, Zika Virus Nucleic Acid |  | 11 | N | N |  |  | 8 | Nucleic acid-based in vitro diagnostic devices for the detection of Zika virus and diagnosis of Zika virus infection in human clinical specimens. | In Vitro Diagnostic Primers, Probes and/or capture oligonucleotides. | Nucleic acid amplification. | The device is an in-vitro diagnostic device; none of the body parts will utilize the device or are intended to be affected by the device. | N | N | Ineligible
MI |  | POG | Reagents, Ebola Zaire Virus (Detected In The West Africa Outbreak In 2014) Nucleic Acid |  | 11 | N | N |  |  | 8 | Nucleic acid-based in vitro diagnostic devices for the presumptive detection and identification of Ebola Zaire virus (detected in the West Africa outbreak in 2014) in human clinical specimens | In Vitro Diagnostic Primers and Probes | Nucleic acid amplification | The device is an in-vitro diagnostic device; none of the body parts will utilize the device or are intended to be affected by the device | N | N | Ineligible
MI |  | PYS | Zika Virus Serological Reagents (Emergency Use) |  | 11 | N | N |  |  | 8 | Zika virus serological reagents are devices that consist of antigens and antisera for the diagnosis of Zika virus infection in human clinical specimens from individuals that have signs and symptoms consistent with Zika virus infection and/or epidemiological risk factors. The device aids in the presumptive clinical diagnosis of Zika virus infection in conjunction with other clinical and laboratory findings. | In Vitro Diagnostic antigens and antisera | Immunological methods / ELISA | The device is an in-vitro diagnostic device; none of the body parts will utilize the device or are intended to be affected by the device. | N | N | Eligible
MI |  | QHV | Multiple Osteoarticular Pathogen Antigen Kit |  | 3 | N | N |  |  | 3 | Qualitative detection of microbial antigen in synovial fluid | Reaction of the microbial antigen present in the sample with a genera-specific anti-microbial polyclonal antibody | Immunometric multiplexed assay run on a fluorescent immunoassay instrument | Synovial fluid | N | N | Ineligible
MI |  | QIM | Bartonella Spp. Serological Reagents |  | 3 | N | N |  |  | 3 | Tests or reagents used to detect IgG and/or IgM antibodies to Bartonella spp. in human serum or plasma. Used to aid in the diagnosis of either present or past infection with Bartonella spp. in patients suspected of exposure. | Capture antigen substrates (e.g., slides, plates, strips), secondary reagents/conjugates, positive/negative controls, sample diluents, buffers, and media. | Target antibodies are captured by antigen preparations and detected with secondary reagents/conjugates. | IgG and/or IgM antibodies to Bartonella spp. | N | N | Ineligible
MI |  | QIN | Babesia Spp. Serological Reagents |  | 3 | N | N |  |  | 3 | Tests or reagents used to detect IgG and/or IgM antibodies to Babesia spp. in human serum or plasma. Used to aid in the diagnosis of either present or past infection with Babesia spp. in patients suspected of exposure. | Capture antigen substrates (e.g., slides, plates, strips), secondary reagents/conjugates, positive/negative controls, sample diluents, buffers, and media. | Target antibodies are captured by antigen preparations and detected with secondary reagents/conjugates. | IgG and/or IgM antibodies to Babesia spp. | N | N | Ineligible
MI |  | QIO | Anaplasma Spp. And Ehrlichia Spp. Serological Reagents |  | 3 | N | N |  |  | 3 | Tests or reagents used to detect IgG and/or IgM antibodies to Anaplasma spp. and/or Ehrlichia spp. in human serum or plasma. Used to aid in the diagnosis of either present or past infection with Anaplasma spp. and/or Ehrlichia spp. in patients suspected of exposure. | Capture antigen substrates (e.g., slides, plates, strips), secondary reagents/conjugates, positive/negative controls, sample diluents, buffers, and media. | Target antibodies are captured by antigen preparations and detected with secondary reagents/conjugates. | IgG and/or IgM antibodies to Anaplasma spp. and/or Ehrlichia spp. | N | N | Ineligible
MI |  | QIP | Rickettsia Spp. (Spotted Fever Group Or Typhus Group) Serological Reagents |  | 3 | N | N |  |  | 3 | Tests or reagents used to detect IgG and/or IgM antibodies to Ricketsia spp. (Spotted Fever Group or Typhus Group) in human serum or plasma. Used to aid in the diagnosis of either present or past infection with Ricketsia spp. in patients suspected of exposure. | Capture antigen substrates (e.g., slides, plates, strips), secondary reagents/conjugates, positive/negative controls, sample diluents, buffers, and media. | Target antibodies are captured by antigen preparations and detected with secondary reagents/conjugates. | IgG and/or IgM antibodies to Ricketsia spp. | N | N | Ineligible
MI |  | QIQ | Orientia Spp. (Scrub Typhus) Serological Reagents |  | 3 | N | N |  |  | 3 | Tests or reagents used to detect IgG and/or IgM antibodies to Orientia spp. (Scrub Typhus) in human serum or plasma. Used to aid in the diagnosis of either present or past infection with Orientia spp. in patients suspected of exposure. | Capture antigen substrates (e.g., slides, plates, strips), secondary reagents/conjugates, positive/negative controls, sample diluents, buffers, and media. | Target antibodies are captured by antigen preparations and detected with secondary reagents/conjugates. | IgG and/or IgM antibodies to Orientia spp. | N | N | Ineligible
MI |  | QJR | Reagents, 2019-Novel Coronavirus Nucleic Acid |  | 11 | N | N |  |  | 8 | Nucleic acid-based in vitro diagnostic devices for the detection of 2019-novel coronavirus (2019-nCoV) and/or diagnosis of 2019-nCoV infection in human clinical specimens. | In Vitro Diagnostic Primers, Probes and/or capture oligos. | Nucleic acid amplification and/or detection. | The device is an in-vitro diagnostic device; none of the body parts will utilize the device or are intended to be affected by the device. | N | N | Ineligible
MI |  | QKO | Reagent, Coronavirus Serological |  | 11 | N | N |  |  | 8 | The qualitative detection of IgM and/or IgG antibodies to coronavirus from human specimens. | In vitro diagnostic device. | Serological assay. | Detection and differentiation of IgM and/or IgG antibodies from human specimens. | N | N | Ineligible
MI |  | QKP | Coronavirus Antigen Detection Test System. |  | 11 | N | N |  |  | 8 | The qualitative detection of coronavirus viral antigens directly from clinical specimens. | In vitro diagnostic device | Antigen detection | Clinical specimens. | N | N | Ineligible
MI |  | QLT | Covid-19 Multi-Analyte Respiratory Panel Nucleic Acid Devices |  | 11 | N | N |  |  | 8 | Multi-analyte nucleic acid-based in vitro diagnostic devices for the simultaneous qualitative detection and differentiation of severe acute respiratory syndrome coronavirus 2 (SARS-CoV-2), that causes COVID-19, and common respiratory microorganisms in human respiratory and/or acceptable clinical specimens collected from individuals suspected of respiratory viral infection consistent with COVID-19 by a healthcare provider. Results should not be used as the sole basis for diagnosis, treatment or other patient management decisions and must be combined with clinical observations, patient history, and/or epidemiological information. | In Vitro Diagnostic Primers, Probes and/or capture oligos | Nucleic acid amplification and/or detection | The device is an in-vitro diagnostic device; none of the body parts will utilize the device or are intended to be affected by the device. | N | N | Ineligible
MI |  | QLW | Covid-19 Test Home Collection Kit Devices |  | 11 | N | N |  |  | 8 | Specimens collected using the Home Collection Kit can be transported at ambient temperature for testing at a laboratory. SARS-CoV-2 RNA from the clinical specimen is maintained in the specimen packaging and suitable for use in diagnostic testing preformed using a molecular in vitro diagnostic (IVD) test for the detection of SARS-CoV-2 RNA that is authorized for use with the COVID-19 Test Home Collection Kit. | Specimen collection device, swab and/or tube, stabilizing reagents. | Collection and maintenance of nucleic acid from SARS-CoV-2 in clinical specimens | The device is a specimen collection device; none of the body parts will utilize the device or are intended to be affected by the device. | N | N | Ineligible
MI |  | QMN | Covid-19 Multi-Analyte Antigen Device |  | 11 | N | N |  |  | 8 | A COVID-19 Multi-Analyte Antigen Device is a test for the qualitative detection of severe acute respiratory syndrome coronavirus 2 (SARS-CoV-2) and common respiratory microorganisms in human respiratory and/or acceptable clinical specimens collected from individuals suspected of respiratory viral infection consistent with COVID-19 by a healthcare provider. Results should not be interpreted in the context of clinical observations, patient history, and/or epidemiological information, patient history, and/or epidemiological information. | Antigen detection reagent kit | Immunoassay | The device is an in-vitro diagnostic device; none of the body parts will utilize the device or are intended to be affected by the device. | N | N | Ineligible
MI |  | QSH | Coronavirus Marker Detection |  | 11 | N | N |  |  | 8 | Coronavirus marker detection | IVD | Volatile Organic Compounds | Detection of VOC(s) from human breath specimens | N | N | Ineligible
MI |  | QSS | Hiv Self-Tests | 3 |  | N | N |  |  | 2 | Human immunodeficiency virus (HIV) self-tests are intended for use by an individual to test themselves for the presence of HIV in body fluids. | Lateral flow, membrane, manual, automated reader, swab, lancet, capillary | Antibody/antigen, elisa, chemiluminescence, manual, NAT | Whole blood, plasma, serum, oral fluid, capillary blood | N | N | Ineligible
MI |  | QTA | Ngs Whole Genome Sequencing For Sars-Cov-2 Genetic Analysis |  | 11 | N | N |  |  | 8 | This is an IVD test which utilizes a next generation sequencing (NGS) method performed on a high throughput sequencing platform. This test can identify and differentiate SARS-CoV-2 and support additional genetic analysis, when clinically indicated, from SARS-CoV-2-positive samples identified as positive using an EUA authorized diagnostic test. Testing is limited to designated laboratories. | IVD test | Whole genome sequencing using a next generation sequencing (NGS) methodology | Respiratory specimens | N | N | Ineligible
MI |  | QTP | Reagents, Monkeypox Virus Nucleic Acid. |  | 11 | N | N |  |  | 8 | Nucleic acid-based in vitro diagnostic devices for the detection of monkeypox virus and/or diagnosis of Monkeypox in human clinical specimens | In Vitro Diagnostic Device including Primers, Probes and/or capture oligos | Nucleic acid amplification and/or detection | The device is an in-vitro diagnostic device used on clinical specimens; none of the body parts will utilize the device or are intended to be affected by the device. | N | N | Ineligible
MI |  | QTQ | Reagents, Non-Variola Orthopoxvirus Nucleic Acid. |  | 11 | N | N |  |  | 8 | Nucleic acid-based in vitro diagnostic devices for the detection of non-variola Orthopoxvirus and/or diagnosis of Monkeypox in human clinical specimens. | In Vitro Diagnostic Device including Primers, Probes and/or capture oligos | Nucleic acid amplification and/or detection | The device is an in-vitro diagnostic device used on clinical specimens; none of the body parts will utilize the device or are intended to be affected by the device. | N | N | Ineligible
MI |  | QTU | Reagents, Non-Variola Orthopoxvirus Or Monkeypox Virus Singleplex Antigen Tests |  | 3 | N | N |  |  | 7 | Antigen-based in vitro diagnostic devices for the detection of non-variola Orthopoxvirus or monkeypox virus and/or diagnosis of Monkeypox in human clinical specimens-EXPORT ONLY | In Vitro Diagnostic device | Antigen detection | The device is an in-vitro diagnostic device used on clinical specimens; none of the body parts will utilize the device or are intended to be affected by the device. | N | N | Ineligible
MI |  | SAD | Japanese Encephalitis Virus Immunological/Serology Test |  | 3 | N | N |  |  | 3 | Product code for export only | For Export Only | For Export Only | For Export Only | N | N | Ineligible
MI |  | SDM | Nucleic Acid Test Used For Screening Of Cadaveric (Non-Heart-Beating) Donors Of Blood Or Blood Products Or Hct/Ps |  | 1 | N | N |  |  | 3 | For the qualitative detection of infectious disease agents in human cadaveric (non-heart-beating) specimens | May include reagents, probes, primers, buffers, tubes, plates and other components necessary to run the assay | Polymerase Chain Reaction (PCR), nucleic acid amplification, sequencing | : Cadaveric (non-heart-beating) donors of blood or blood products or human cells, tissues, or cellular or tissue-based products (HCT/Ps) | N | N | Ineligible
MI |  | SDN | Serology Test Used For Screening Of Cadaveric (Non-Heart-Beating) Donors Of Blood Or Blood Products Or Hct/Ps |  | 1 | N | N |  |  | 3 | For the qualitative detection of antibodies or antigens to infectious disease agents in human cadaveric (non-heart-beating) specimens | May include reagents, buffers, tubes, plates and other components necessary to run the assay | Enzyme-linked immunosorbent assay, chemiluminescence, other antibody-antigen interaction and detection | Cadaveric (non-heart-beating) donors of blood or blood products or human cells, tissues, or cellular or tissue-based products (HCT/Ps) | N | N | Ineligible
NE | CV | MOF | Guide, Wire, Catheter, Neurovasculature | 2 |  | N | Y |  | 870.133 | 1 |  |  |  |  | N | N | Ineligible
NE | CV | NCX | System, Hypothermia, Intravenous, Cooling | 2 |  | N | N |  | 870.59 | 1 |  |  |  |  | N | N | Ineligible
NE | CV | NDQ | System, Catheter Or Guidewire, Steerable (Magnetic) | 2 |  | N | N |  | 870.129 | 1 |  |  |  |  | N | N | Ineligible
NE | CV | NRY | Catheter, Thrombus Retriever | 2 |  | N | N |  | 870.125 | 1 | The device is intended to restore blood flow by removing thrombus/clots in patients experiencing ischemic stroke. The prior clearances in this category have been limited to simply identifying catheter placed in the peripheral, coronary, and neurovasculature. It is felt that this is a unique claim and should not be combined with previously cleared catheters under a general procode. |  |  |  | N | N | Ineligible
NE | CV | NUI | Ultrasound, Infusion, System | 2 |  | N | N |  | 870.12 | 1 | For regional infusion of contrast materials into selected vessels in the neuro-vasculature. The device may be used for controlled, regional infusion into selected vessels and is not intended for use in the coronary vasculature. |  |  |  | N | N | Ineligible
NE | CV | QAF | Impedance Plethysmograph, Cranial | 2 |  | N | N |  | 870.277 | 1 | Detect or measure variations in volume in the cranium, using tissue impedance properties. | Device has emitter(s), receiver(s), and computational capacity to analyze signals. Signals may be transmitted with electrical current, radio frequency, or other means affected by tissue impedance. | An emitter sends a signal through the cranium. Cranial tissues have a natural electrical impedance that will alter this signal as it passes through them. The altered signal is detected/recorded with a receiver. Analysis of the signal alterations yield information about volumetric changes. | Cranium | N | N | Ineligible
NE | CV | QBE | Cranial Sound Monitor | 2 |  | N | N |  | 870.1875 | 1 | To non-invasively detect, monitor, record and display acoustic signals in the brain. | Acoustic recording hardware and signal processing software. The device may include a headset to be placed in the ear. The device may include hardware and software to allow for data collection and review. The device does not include software that outputs any clinical interpretation of the data. | An audio recorder headphone is placed into the ear to detect acoustic sounds of the brain / cranium, which are transmitted to hardware that processes and displays these sounds. | Head | N | N | Ineligible
NE | CV | QEM | Cerebral Oximeter | 2 |  | N | N |  | 870.27 | 1 | Oximeter to measure cerebral tissue saturation | Light radiation transmitter and receiver with associated analytical hardware and software to process the signal | Transmits light radiation at known wavelength(s) through blood to measure oxygen saturation based on the amount of reflected or scattered radiation | Head, Skull, Brain | N | N | Ineligible
NE | CV | QJP | Catheter, Percutaneous, Neurovasculature | 2 |  | N | N |  | 870.125 | 1 | To provide vascular access to the neurovasculature for interventional or diagnostic procedures | Percutaneous catheter for neurovasculature | Uses a catheter to provide access to the neurovasculature for interventional or diagnostic procedures | Neurovasculature | N | N | Ineligible
NE | EN | PDQ | Neurosurgical Nerve Locator | 2 |  | N | N |  | 874.182 | 1 | To locate or monitor function of spinal nerve roots or peripheral nerves during neurosurgery. | A user interface/control unit; handpiece with tip to deliver the electric current; and a separate monitoring electrode if detection is not built in the same tip. | Sends out electrical current, monitors for this current, and informs user of a change from baseline. | Spinal nerve roots or peripheral nerves | N | N | Eligible
NE | EN | QWP | Optical Neurosurgical Nerve Locator | 2 |  | N | N |  | 874.182 | 1 | To locate or monitor function of spinal nerve roots or peripheral nerves during neurosurgery. | A user interface/control unit; and handpiece unit with a light source and an optical sensor. | Emits white light, collects information on the color reflected, and informs users of changes from baseline. | Spinal nerve roots or peripheral nerves | N | N | Ineligible
NE | NE | GWE | Stimulator, Photic, Evoked Response | 2 |  | N | Y |  | 882.189 | 1 |  |  |  |  | N | N | Eligible
NE | NE | GWF | Stimulator, Electrical, Evoked Response | 2 |  | N | Y |  | 882.187 | 1 |  |  |  |  | N | N | Eligible
NE | NE | GWG | Endoscope, Neurological | 2 |  | N | N |  | 882.148 | 1 | If the device is reusable, validated reprocessing instructions and reprocessing validation data for this device type must be included in a 510(k) submission (82 FR 26807, available at https://www.gpo.gov/fdsys/pkg/FR-2017-06-09/pdf/2017-12007.pdf). |  |  |  | N | N | Ineligible
NE | NE | GWI | Discriminator, Two-Point | 1 |  | Y | N |  | 882.12 | 4 |  |  |  |  | N | N | Eligible
NE | NE | GWJ | Stimulator, Auditory, Evoked Response | 2 |  | N | Y |  | 882.19 | 1 |  |  |  |  | N | N | Eligible
NE | NE | GWK | Conditioner, Signal, Physiological | 2 |  | N | Y |  | 882.1845 | 1 |  |  |  |  | N | N | Eligible
NE | NE | GWL | Amplifier, Physiological Signal | 2 |  | N | Y |  | 882.1835 | 1 |  |  |  |  | N | N | Eligible
NE | NE | GWM | Device, Monitoring, Intracranial Pressure | 2 |  | N | Y |  | 882.162 | 1 |  |  |  |  | N | N | Ineligible
NE | NE | GWN | Nystagmograph | 2 |  | N | Y |  | 882.146 | 1 |  |  |  |  | N | N | Eligible
NE | NE | GWO | Plate, Cranioplasty, Preformed, Alterable | 2 |  | N | N |  | 882.532 | 1 |  |  |  |  | Y | N | Eligible
NE | NE | GWQ | Full-Montage Standard Electroencephalograph | 2 |  | N | Y |  | 882.14 | 1 | Acquire, display, store, and archive electroencephalographic signals from the brain using a full montage array (i.e., 16 or more electrodes) and user-specified locations | May include standard electroencephalograph recording hardware (e.g. headbox, cables, computer, monitor, wireless) and basic software (e.g. used to display, store, archive, or manually annotate data). Does NOT include electrodes, more complex software used to analyze electroencephalograph data or automatically detect events, electroencephalograph used for polysomnography or sleep studies, or electroencephalograph with less than 16 electrodes. | Uses electrodes (16 or more) placed on the scalp or within the brain, via user-specified locations, to record and display electrical activity of the brain | Brain | N | N | Eligible
NE | NE | GWR | Generator, Electroencephalograph Test Signal | 1 |  | N | N |  | 882.143 | 4 |  |  |  |  | N | N | Eligible
NE | NE | GWS | Analyzer, Spectrum, Electroencephalogram Signal | 1 |  | N | Y |  | 882.142 | 1 |  |  |  |  | N | N | Eligible
NE | NE | GWW | Ataxiagraph | 1 |  | N | N |  | 882.103 | 4 | Exemption is limited to devices that do not provide an interpretation or a clinical implication of the measurement. |  |  |  | N | N | Eligible
NE | NE | GWX | Fork, Tuning | 1 |  | Y | N |  | 882.1525 | 4 |  |  |  |  | N | N | Eligible
NE | NE | GWY | Pinwheel | 1 |  | N | N |  | 882.175 | 4 |  |  |  |  | N | N | Eligible
NE | NE | GWZ | Percussor | 1 |  | Y | N |  | 882.17 | 4 |  |  |  |  | N | N | Eligible
NE | NE | GXB | Esthesiometer | 1 |  | Y | N |  | 882.15 | 4 |  |  |  |  | N | N | Eligible
NE | NE | GXC | Device, Electroconvulsive Therapy | 3 |  | N | N |  | 882.594 | 2 |  |  |  |  | N | N | Ineligible
NE | NE | GXD | Generator, Lesion, Radiofrequency | 2 |  | N | Y |  | 882.44 | 1 |  |  |  |  | N | N | Ineligible
NE | NE | GXE | Leukotome | 1 |  | N | N |  | 882.46 | 4 |  |  |  |  | N | N | Eligible
NE | NE | GXH | Device, Surgical, Cryogenic | 2 |  | N | Y |  | 882.425 | 1 |  |  |  |  | N | N | Eligible
NE | NE | GXI | Probe, Radiofrequency Lesion | 2 |  | N | Y |  | 882.4725 | 1 |  |  |  |  | N | N | Ineligible
NE | NE | GXJ | Punch, Skull | 1 |  | N | N |  | 882.475 | 4 |  |  |  |  | N | N | Eligible
NE | NE | GXL | Screwdriver, Skullplate | 1 |  | N | N |  | 882.49 | 4 |  |  |  |  | N | N | Eligible
NE | NE | GXM | Anvil, Skull Plate | 1 |  | N | N |  | 882.403 | 4 |  |  |  |  | N | N | Eligible
NE | NE | GXN | Plate, Cranioplasty, Preformed, Non-Alterable | 2 |  | N | N |  | 882.533 | 1 |  |  |  |  | Y | N | Eligible
NE | NE | GXO | Strip, Craniosynostosis, Preformed | 2 |  | N | N |  | 882.59 | 1 |  |  |  |  | Y | N | Eligible
NE | NE | GXP | Methyl Methacrylate For Cranioplasty | 2 |  | N | N |  | 882.53 | 1 |  |  |  |  | Y | N | Eligible
NE | NE | GXQ | Dura Substitute | 2 |  | N | N |  | 882.591 | 1 |  |  |  |  | Y | N | Ineligible
NE | NE | GXR | Cover, Burr Hole | 2 |  | N | N |  | 882.525 | 1 |  |  |  |  | Y | N | Eligible
NE | NE | GXS | Monitor, Alpha | 2 |  | N | Y |  | 882.161 | 1 |  |  |  |  | N | N | Eligible
NE | NE | GXT | Monitor, Lesion Temperature | 2 |  | N | Y |  | 882.55 | 1 |  |  |  |  | N | N | Eligible
NE | NE | GXW | Echoencephalograph | 2 |  | N | Y |  | 882.124 | 1 |  |  |  |  | N | N | Eligible
NE | NE | GXX | Block, Test, Ultrasonic Scanner Calibration | 1 |  | N | N |  | 882.1925 | 4 |  |  |  |  | N | N | Eligible
NE | NE | GXY | Electrode, Cutaneous | 2 |  | N | Y |  | 882.132 | 1 |  |  |  |  | N | N | Ineligible
NE | NE | GXZ | Electrode, Needle | 2 |  | N | Y |  | 882.135 | 1 |  |  |  |  | N | N | Eligible
NE | NE | GYA | Tester, Electrode/Lead, Electroencephalograph | 1 |  | N | N |  | 882.141 | 4 |  |  |  |  | N | N | Eligible
NE | NE | GYB | Media, Electroconductive | 2 |  | N | Y |  | 882.1275 | 1 |  |  |  |  | N | N | Eligible
NE | NE | GYC | Electrode, Cortical | 2 |  | N | Y |  | 882.131 | 1 |  |  |  |  | N | N | Eligible
NE | NE | GYD | Transducer, Tremor | 2 |  | N | Y |  | 882.195 | 1 |  |  |  |  | N | N | Eligible
NE | NE | GYE | Encephalogram Telemetry System | 2 |  | N | N |  | 882.1855 | 4 |  |  |  |  | N | N | Eligible
NE | NE | GYK | Instrument, Shunt System Implantation | 1 |  | N | N |  | 882.4545 | 4 |  |  |  |  | N | N | Eligible
NE | NE | GYZ | Stimulator, Intracerebral/Subcortical, Implanted | 3 |  | N | N |  | 882.584 | 2 | Call for PMAs to be filed by 3/1/89 per 53 FR 43621 on 12/1/88 |  |  |  | Y | N | Ineligible
NE | NE | GZA | Implanted Cerebellar Stimulator | 3 |  | N | N |  | 882.582 | 2 | Call for pmas 9/26/84 per 49 fr 26574 on 6/28/84 |  |  |  | Y | N | Ineligible
NE | NE | GZB | Stimulator, Spinal-Cord, Implanted (Pain Relief) | 2 |  | N | N |  | 882.588 | 1 |  |  |  |  | Y | N | Ineligible
NE | NE | GZF | Stimulator, Peripheral Nerve, Implanted (Pain Relief) | 2 |  | N | N |  | 882.587 | 1 |  |  |  |  | Y | N | Ineligible
NE | NE | GZI | Stimulator, Neuromuscular, External Functional | 2 |  | N | Y |  | 882.581 | 1 |  |  |  |  | N | N | Eligible
NE | NE | GZJ | Stimulator, Nerve, Transcutaneous, For Pain Relief | 2 |  | N | Y |  | 882.589 | 1 |  |  |  |  | N | N | Eligible
NE | NE | GZK | Electrode, Nasopharyngeal | 2 |  | N | Y |  | 882.134 | 1 |  |  |  |  | N | N | Eligible
NE | NE | GZL | Electrode, Depth | 2 |  | N | Y |  | 882.133 | 1 |  |  |  |  | N | N | Eligible
NE | NE | GZM | Analyzer, Rigidity | 2 |  | N | N |  | 882.102 | 4 |  |  |  |  | N | N | Eligible
NE | NE | GZN | Rheoencephalograph | 3 |  | N | N |  | 882.1825 | 2 | Call for PMAs to be filed by 12/26/96 per 61 FR 50708 on 9/27/96 |  |  |  | N | N | Ineligible
NE | NE | GZO | Device, Galvanic Skin Response Measurement | 2 |  | N | N |  | 882.154 | 4 |  |  |  |  | N | N | Eligible
NE | NE | GZP | Stimulator, Mechanical, Evoked Response | 2 |  | N | Y |  | 882.188 | 1 |  |  |  |  | N | N | Eligible
NE | NE | GZQ | Instrument, Dowel Cutting | 2 |  | N | Y |  | 882.4275 | 1 |  |  |  |  | N | N | Eligible
NE | NE | GZT | Retractor, Self-Retaining, For Neurosurgery | 2 |  | N | Y |  | 882.48 | 1 |  |  |  |  | N | N | Eligible
NE | NE | GZX | Instrument, Microsurgical | 1 |  | N | N |  | 882.4525 | 4 |  |  |  |  | N | N | Eligible
NE | NE | HAD | Rongeur, Powered | 2 |  | N | Y |  | 882.4845 | 1 |  |  |  |  | N | N | Eligible
NE | NE | HAE | Rongeur, Manual | 2 |  | N | Y |  | 882.484 | 1 |  |  |  |  | N | N | Eligible
NE | NE | HAO | Instrument, Surgical, Non-Powered | 1 |  | N | N |  | 882.4535 | 4 |  |  |  |  | N | N | Eligible
NE | NE | HAS | Needle, Neurosurgical Suture | 1 |  | N | N |  | 882.465 | 4 |  |  |  |  | N | N | Eligible
NE | NE | HAW | Neurological Stereotaxic Instrument | 2 |  | N | N |  | 882.456 | 1 |  |  |  |  | N | N | Ineligible
NE | NE | HAX | Tong, Skull For Traction | 2 |  | N | Y |  | 882.596 | 1 |  |  |  |  | N | N | Eligible
NE | NE | HBA | Neurosurgical Paddie | 2 |  | N | Y |  | 882.47 | 1 |  |  |  |  | N | N | Ineligible
NE | NE | HBB | Motor, Drill, Pneumatic | 2 |  | N | Y |  | 882.437 | 1 |  |  |  |  | N | N | Eligible
NE | NE | HBC | Motor, Drill, Electric | 2 |  | N | Y |  | 882.436 | 1 |  |  |  |  | N | N | Eligible
NE | NE | HBD | Handpiece (Brace), Drill | 1 |  | N | N |  | 882.4325 | 4 |  |  |  |  | N | N | Eligible
NE | NE | HBE | Drills, Burrs, Trephines & Accessories (Simple, Powered) | 2 |  | N | Y |  | 882.431 | 1 |  |  |  |  | N | N | Eligible
NE | NE | HBF | Drills, Burrs, Trephines & Accessories (Compound, Powered) | 2 |  | N | Y |  | 882.4305 | 1 |  |  |  |  | N | N | Eligible
NE | NE | HBG | Drills, Burrs, Trephines & Accessories (Manual) | 2 |  | N | Y |  | 882.43 | 1 |  |  |  |  | N | N | Eligible
NE | NE | HBL | Holder, Head, Neurosurgical (Skull Clamp) | 2 |  | N | Y |  | 882.446 | 1 |  |  |  |  | N | N | Ineligible
NE | NE | HBM | Headrest, Neurosurgical | 1 |  | N | N |  | 882.444 | 4 |  |  |  |  | N | N | Eligible
NE | NE | HBN | Chair, Neurosurgical | 1 |  | N | N |  | 882.4125 | 4 |  |  |  |  | N | N | Eligible
NE | NE | HBO | Clip, Scalp | 2 |  | N | Y |  | 882.415 | 1 |  |  |  |  | N | N | Eligible
NE | NE | HBP | Clip, Implanted Malleable | 2 |  | N | N |  | 882.5225 | 1 |  |  |  |  | Y | N | Eligible
NE | NE | HBQ | Instrument, Clip Removal | 1 |  | N | N |  | 882.42 | 4 |  |  |  |  | N | N | Eligible
NE | NE | HBR | Rack, Clip | 1 |  | N | N |  | 882.4215 | 4 |  |  |  |  | N | N | Eligible
NE | NE | HBS | Instrument, Clip Forming/Cutting | 1 |  | N | N |  | 882.419 | 4 |  |  |  |  | N | N | Eligible
NE | NE | HBW | Fastener, Plate, Cranioplasty | 2 |  | N | N |  | 882.536 | 1 |  |  |  |  | Y | N | Eligible
NE | NE | HBX | Instrument, Cranioplasty Material Forming | 1 |  | N | N |  | 882.45 | 4 |  |  |  |  | N | N | Eligible
NE | NE | HBZ | Catheter, Intravascular Occluding | 3 |  | N | N |  | 882.515 | 2 | Call for PMAs to be filed by 12/26/96 (61 FR 50708 (9/27/96)) |  |  |  | N | N | Ineligible
NE | NE | HCA | Catheter, Ventricular | 2 |  | N | Y |  | 882.41 | 1 |  |  |  |  | N | N | Eligible
NE | NE | HCB | Device, Aversive Conditioning | 2 |  | N | Y |  | 882.5235 | 1 |  |  |  |  | N | N | Ineligible
NE | NE | HCC | Device, Biofeedback | 2 |  | N | N |  | 882.505 | 4 |  |  |  |  | N | N | Eligible
NE | NE | HCD | Cannula, Ventricular | 1 |  | N | N |  | 882.406 | 4 |  |  |  |  | N | N | Eligible
NE | NE | HCE | Clamp, Carotid Artery | 2 |  | N | N |  | 882.5175 | 1 |  |  |  |  | Y | N | Eligible
NE | NE | HCG | Device, Neurovascular Embolization | 2 |  | N | N |  | 882.595 | 1 |  |  |  |  | Y | N | Ineligible
NE | NE | HCH | Clip, Aneurysm | 2 |  | N | N |  | 882.52 | 1 |  |  |  |  | Y | N | Eligible
NE | NE | HCI | Applier, Aneurysm Clip | 2 |  | N | Y |  | 882.4175 | 1 |  |  |  |  | N | N | Eligible
NE | NE | HCJ | Device, Skin Potential Measurement | 2 |  | N | N |  | 882.156 | 4 |  |  |  |  | N | N | Eligible
NE | NE | HCS | Device, Temperature Measurement, Direct Contact, Powered | 2 |  | N | Y |  | 882.157 | 1 |  |  |  |  | N | N | Eligible
NE | NE | JXE | Device, Nerve Conduction Velocity Measurement | 2 |  | N | Y |  | 882.155 | 1 |  |  |  |  | N | N | Eligible
NE | NE | JXF | Plethysmograph, Ocular | 3 |  | N | N |  | 882.179 | 2 | PMAs to be filed by 9/21/04 (69 FR 34920 (6/23/04)) |  |  |  | N | N | Ineligible
NE | NE | JXG | Shunt, Central Nervous System And Components | 2 |  | N | N |  | 882.555 | 1 |  |  |  |  | Y | N | Ineligible
NE | NE | JXH | Methyl Methacrylate For Aneurysmorrhaphy | 2 |  | N | N |  | 882.503 | 1 |  |  |  |  | Y | N | Eligible
NE | NE | JXI | Cuff, Nerve | 2 |  | N | N |  | 882.5275 | 1 |  |  |  |  | Y | N | Eligible
NE | NE | JXK | Cranial Electrotherapy Stimulator To Treat Depression | 3 |  | N | N |  | 882.58 | 2 |  |  |  |  | N | N | Ineligible
NE | NE | JXL | Block, Bite | 2 |  | N | Y |  | 882.507 | 1 |  |  |  |  | N | N | Ineligible
NE | NE | LEL | Device, Sleep Assessment | 2 |  | N | N |  | 882.505 | 1 |  |  |  |  | N | N | Eligible
NE | NE | LEM | Human Lyophilized Dura Mater | 2 |  | N | N |  | 882.5975 | 1 | Cber review required - previously regulated as a device under 21 cfr 882.5975, now regulated in cber under section 361 as banked human tissue. See definition at �1271.3(d). Subject to donor eligibility, good tissue practice, registration and listing requirements under part 1271" the good tissue practice regulation http://www.Fda.Gov/cber/rules/gtp.Pdf became final effective may 25, 2005. It states that "on january 27, 2004, fda issued an interim final rule excepting human dura mater and human heart valve allografts from the definition of hct/p in � 1271.3(d) (69 fr 3823). Fda stated that, when the comprehensive framework is in place, fda intends that human dura mater and human heart valves will be subject to it, and that fda intends to revoke the interim rule at that time (69 fr 3823 and 3824). With the effective date of this final rule, fda is revoking the interim rule and revising the language in � 1271.3(d)." |  |  |  | Y | N | Eligible
NE | NE | LHG | Electrode, Spinal Epidural | 2 |  | N | N |  | 882.588 | 1 |  |  |  |  | Y | N | Ineligible
NE | NE | LIH | Interferential Current Therapy | 2 |  | N | Y |  | 882.589 | 1 |  |  |  |  | N | N | Eligible
NE | NE | LLN | Device, Vibration Threshold Measurement | 1 |  | N | N |  | 882.12 | 4 |  |  |  |  | N | N | Eligible
NE | NE | LQW | Test, Temperature Discrimination | 1 |  | N | N |  | 882.12 | 4 |  |  |  |  | N | N | Eligible
NE | NE | MVA | Orthosis, Cranial | 2 |  | N | N |  | 882.597 | 1 |  |  |  |  | N | N | Eligible
NE | NE | MYU | Accessory, Barium Sulfate, Methyl Methacrylate For Cranioplasty | 2 |  | N | N |  | 882.53 | 1 |  |  |  |  | Y | N | Eligible
NE | NE | MZQ | Balloon, Detachable, For Neurovascular Occlusion | 2 |  | N | N |  | 882.595 | 1 |  |  |  |  | Y | Y | Ineligible
NE | NE | NCG | Neuropsychiatric Interpretative Electroencephalograph Assessment Aid | 2 |  | N | N |  | 882.144 | 1 | Uses a patient's electroencephalograph (EEG) to provide an interpretation of the patient's neuropsychiatric condition. It is also used only as an assessment aid for a medical condition for which there exists other valid methods of diagnosis." | Software | Software analysis of EEG signals | Software | N | N | Eligible
NE | NE | NFO | Stimulator, Transcutaneous Electrical, Aesthetic Purposes | 2 |  | N | Y |  | 882.589 | 1 |  |  |  |  | N | N | Eligible
NE | NE | NHC | Catheter, Ventricular (Containing Antibiotic Or Antimicrobial Agents) | 2 |  | N | N |  | 882.41 | 1 | Used to gain access to the cavities of the brain for injection of material into or removal of material from the brain. |  |  |  | Y | N | Eligible
NE | NE | NHI | Stimulator, Nerve, Electrical, Percutaneous (Pens), For Pain Relief | 2 |  | N | Y |  | 882.589 | 1 | Percutaneous electrical nerve stimulator (pens) is a device used for the treatment of pain. Unlike the classified transcutaneous electrical nerve stimulator that apply an electrical current to electrodes on a patient's skin to deliver stimulation, a pens uses electrodes that are placed percutaneously to deliver stimulation, |  |  |  | N | N | Eligible
NE | NE | NLN | Drills, Burrs, Trephines And Accessories (Simple Powered), Reprocessed | 2 |  | N | Y |  | 882.431 | 1 | Reprocessing validation data for this device type must be included in a 510(k) submission. (70 FR 56911, available at https://www.govinfo.gov/content/pkg/FR-2005-09-29/pdf/05-19510.pdf). |  |  |  | N | N | Ineligible
NE | NE | NLO | Drills, Burrs, Trephines And Accessories (Manual), Reprocessed | 2 |  | N | Y |  | 882.43 | 1 | Reprocessing validation data for this device type must be included in a 510(k) submission. (70 FR 56911, available at https://www.govinfo.gov/content/pkg/FR-2005-09-29/pdf/05-19510.pdf). |  |  |  | N | N | Ineligible
NE | NE | NLP | Drills, Burrs, Trephines, And Accessories (Powered Compound), Reprocessed | 2 |  | N | Y |  | 882.4305 | 1 | Reprocessing validation data for this device type must be included in a 510(k) submission. (70 FR 56911, available at https://www.govinfo.gov/content/pkg/FR-2005-09-29/pdf/05-19510.pdf). |  |  |  | N | N | Ineligible
NE | NE | NMN | Instrument, Clip, Forming/Cutting, Reprocessed | 1 |  | N | Y |  | 882.419 | 1 | Reprocessing validation data for this device type must be included in a 510(k) submission. (70 FR 56911, available at https://www.govinfo.gov/content/pkg/FR-2005-09-29/pdf/05-19510.pdf). |  |  |  | N | N | Ineligible
NE | NE | NTU | Evoked Potential Stimulator, Thermal | 2 |  | N | Y |  | 882.187 | 1 | Intended to evaluate the functionality of human pain reception and transmission of sensory pathways |  |  |  | N | N | Eligible
NE | NE | NUF | Catheter, Neurovasculature, Occluding Balloon | 3 |  | N | N |  | 882.515 | 2 | Call for PMAs - 12/26/96 per 61 FR 50708 on 9/27/96 - For the treatment of cerebral ischemia resulting from symptomatic vasospasm following aneurismal subarachnoid hemorrhage, secured by either surgical or endovascular intervention for patients who have failed maximal medical management |  |  |  | N | Y | Ineligible
NE | NE | NUH | Stimulator, Nerve, Transcutaneous, Over-The-Counter | 2 |  | N | Y |  | 882.589 | 1 | TEMPORARY RELIEF OF PAIN DUE TO SORE/ACHING MUSCLES |  |  |  | N | N | Eligible
NE | NE | NYN | Stimulator, Electrical, Transcutaneous, For Arthritis | 2 |  | N | Y |  | 882.589 | 1 | Electrical stimulation unit with leads and cutaneous electrodes used to apply an electrical current through electrodes on patient's skin to provide relief of pain associated with arthritis (including osteoarthritis and rheumatoid arthritis). | Electrical stimulation unit with leads and cutaneous electrodes. | Applies an electrical current through electrodes on patient's skin. | Over or in proximity to affected joint. | N | N | Eligible
NE | NE | NYW | Stimulator, Nerve, Electrical, Transcutaneous, With Limited Output, For Pain Relief | 2 |  | N | Y |  | 882.589 | 1 | Nerve stimulation for relief of pain | Electrical stimulation unit with leads and cutaneous electrodes | Stimulation of nerves using electrical current applied to electrodes on a patient's skin | Electrodes are placed on the skin in proximity to the painful area | N | N | Eligible
NE | NE | NYX | Stimulator, Electrical, Transcutaneous, With Limited Output, For Aesthetic Purposes | 2 |  | N | Y |  | 882.589 | 1 | Electrical stimulation for aesthetic purposes | Electrical stimulation unit with leads and cutaneous electrodes | Electrical stimulation using current applied to electrodes on a patient's skin | Electrodes are placed on the skin in proximity to the area of interest | N | N | Eligible
NE | NE | OAN | Orthosis, Cranial, Laser Scan | 2 |  | N | N |  | 882.597 | 1 | A cranial orthosis is a device that is intended for medical purposes to apply pressure to prominent regions of an infant's cranium in order to improve cranial symmetry and/or shape. A laser scanning accessory may be used to create a scan of the infant's head. Indicated for infants from 3 to 18 months of age, with moderate to severe nonsynostotic positional plagiocephaly, including infants with plagiocephalic-, brachycephalic-, and scaphocephalic-shaped heads. | Cranial orthotics are custom-made for each patient's head. They are typically made from plastics, foam and velcro. | A mold is made of the baby's head to create the orthotic. Plaster or laser scanning may be used to create the mold. | Infant craniums | N | N | Eligible
NE | NE | OBP | Transcranial Magnetic Stimulator | 2 |  | N | N |  | 882.5805 | 1 | A transcranial magnetic stimulator is a device that delivers brief duration, rapidly alternating, or pulsed, magnetic fields to induce electrical currents that are directed at spatially discrete regions of the cerebral cortex for the treatment of major depressive disorder. | Hardware (a treatment chair and head support, a console and gantry), a touch screen graphic user interface (GUI), system processor and power modules, a magnetic coil (Coil) and gantry, and Coil interface electronics) and software (to provide user interface, control various subsystems. | A device that delivers brief duration, rapidly alternating, or pulsed, magnetic fields to induce electrical currents that are directed at spatially discrete regions of the cerebral cortex. | Cerebral cortex | N | N | Ineligible
NE | NE | OBV | Eating Disorder Conditioning Tool | 2 |  | N | N |  | 882.506 | 1 | A conditioning tool for eating disorders is a medical device that non-invasively measures the mass of food eaten during a meal and provides feedback in the form of eating rate, patient satiety, and eating pattern information to the patient. | A flat scale is connected to a monitor which records data and displays the food consumption rate. The monitor also prompts the user for satiety sensation and displays trend. | Uses scale to meaure weight of plate during meal. Prompts user to provide feedback on satiety during meal. Provides display for actual and target food consumption rate. | brain and stomach | N | N | Eligible
NE | NE | OCF | Stimulator, Nerve, Electrical, Transcutaneous, Limited Output, Arthritis Pain Relief | 2 |  | N | Y |  | 882.589 | 1 | Electrical stimulation of nerves for relief of pain associated with arthritis (including osteoarthritis and rheumatoid arthritis). Relief of pain associated with arthritis (including osteoarthritis and rheumatoid arthritis). | Electrical stimulation unit with leads and cutaneous electrodes. | Applies an electrical current through electrodes on a patient's skin. | Electrodes are placed on the skin to stimulate nerves in proximity to the painful joint. | N | N | Eligible
NE | NE | OJG | Neurological Tray | 1 |  | N | N |  | 882.4525 | 7 | This product code has been established in accordance with the May 20, 1997, guidance entitled, convenience kits interim regulatory guidance, found at http://www.fda.gov/downloads/MedicalDevices/DeviceRegulationandGuidance/GuidanceDocuments/ucm080217.pdf. This type of convenience kit, as listed in the guidance above, is under enforcement discretion, and does not require a premarket notification (510(k)) to market if it meets all criteria in the guidance. | This product code has been established in accordance with the May 20, 1997, guidance entitled, convenience kits interim regulatory guidance, found at http://www.fda.gov/downloads/MedicalDevices/DeviceRegulationandGuidance/GuidanceDocuments/ucm080217.pdf. This type of convenience kit, as listed in the guidance above, is under enforcement discretion, and does not require a premarket notification (510(k)) to market if it meets all criteria in the guidance. | This product code has been established in accordance with the May 20, 1997, guidance entitled, convenience kits interim regulatory guidance, found at http://www.fda.gov/downloads/MedicalDevices/DeviceRegulationandGuidance/GuidanceDocuments/ucm080217.pdf. This type of convenience kit, as listed in the guidance above, is under enforcement discretion, and does not require a premarket notification (510(k)) to market if it meets all criteria in the guidance. | This product code has been established in accordance with the May 20, 1997, guidance entitled, convenience kits interim regulatory guidance, found at http://www.fda.gov/downloads/MedicalDevices/DeviceRegulationandGuidance/GuidanceDocuments/ucm080217.pdf. This type of convenience kit, as listed in the guidance above, is under enforcement discretion, and does not require a premarket notification (510(k)) to market if it meets all criteria in the guidance. | N | N | Eligible
NE | NE | OKP | Transcranial Magnetic Stimulator For The Treatment Of Migraine Headache | 2 |  | N | N |  | 882.5808 | 1 | Transcranial magnetic stimulator for the treatment of migraine headache delivers brief duration, rapidly alternating, or pulsed, magnetic fields that are externally directed at spatially discrete regions of the brain to induce electric currents for the treatment of migraine headache. | The device includes a magnetic coil, power modules, software, and user interface. | Delivers brief duration, rapidly alternating, or pulsed, magnetic fields that are externally directed at spatially discrete regions of the brain to induce electric currents in the brain. | Stimulation to the head. | N | N | Ineligible
NE | NE | OLT | Non-Normalizing Quantitative Electroencephalograph Software | 2 |  | N | Y |  | 882.14 | 1 | Analyze electroencephalograph data using conventional methodology to output and display standard electroencephalograph parameters for interpretation by a qualified user. | Electroencephalograph analysis software. Does NOT include electrodes, amplitude-integrated electroencephalograph, automatic event-detection software, software that compares data to a database (normal or otherwise) or electroencephalograph software that outputs an index, classification, diagnosis, or any clinical interpretation of the data. | Uses software algorithms as a tool to analyze electroencephalograph (from user-specified electrode number and locations) and automatically calculate conventional electroencephalograph parameters. (e.g. spectral edge frequency, total power, percent alpha, asymmetry). | Brain | N | N | Eligible
NE | NE | OLU | Normalizing Quantitative Electroencephalograph Software | 2 |  | N | Y |  | 882.14 | 1 | Post-hoc statistical analysis of electroencephalograph signals with comparison to a normative database for interpretation by a qualified user. | Electroencephalograph analysis software. Does NOT include electrodes, amplitude-integrated electroencephalograph, automatic event-detection software, software that compares data to non-normative databases, software that does not compare to a normative database or electroencephalograph software that outputs an Index, classification, diagnosis or any clinical interpretation of the data. | Uses software algorithms as a tool to analyze electroencephalograph (from user-specified electrode number and locations) and automatically calculates conventional electroencephalograph parameters. (e.g. power, asymmetry, coherence) and normalizes the data by comparison to a normative database; output is a z-score, standard deviation or some other quantification of difference between subject and normative values. | Brain | N | N | Eligible
NE | NE | OLV | Standard Polysomnograph With Electroencephalograph | 2 |  | N | Y |  | 882.14 | 1 | Acquire, display, store, and archive electroencephalographic signals from the brain and other signals (such as electromyography, respiratory and/or oximetry signals) for sleep recordings. May also be used to allow on-screen review, user-controlled annotation and user-controlled marking of data. | May include standard polysomnography recording hardware (e.g. headbox, cables, computer, monitor, wireless) and basic software (e.g. used to display, store, archive, or manually annotate data). Does NOT include electrodes, vital signs monitors, polysomnography devices without electroencephalograph, more complex software used to analyze electroencephalograph data or software used to automatically detect events. | Uses electrodes placed on the scalp, within the brain, or other locations, via user-specified locations, to record and display electrical activity of the brain and other organs | Brain | N | N | Eligible
NE | NE | OLW | Index-Generating Electroencephalograph Software | 2 |  | N | N |  | 882.14 | 1 | Analyze electrical activity of the brain by transformation of electroencephalograph signals into a dimensionless index number for use and interpretation by a qualified user. | Electroencephalograph analysis software, either developed by 510(k) holder for use in their own hardware or licensed from another company for use in 510(k) holder's hardware. Does NOT include electrodes, amplitude-integrated electroencephalograph, automatic event-detection software, electroencephalograph software with comparative databases (normal or otherwise) or electroencephalograph software that outputs a diagnosis or classification. | Uses software algorithms, developed from and trained with specific patient datasets, to analyze electroencephalograph from 1 to 16 electrodes at sponsor-specified locations; also may output one or several signal quality indicators | Brain | N | N | Eligible
NE | NE | OLX | Source Localization Software For Electroencephalograph Or Magnetoencephalograph | 2 |  | N | Y |  | 882.14 | 1 | Correlation of electrical activity of the brain using various neuroimaging modalities for source-localization | Software algorithm. Does NOT include electrodes, amplitude-integrated electroencephalograph, automatic event-detection software used as the only or final electroencephalograph analysis step, electroencephalograph software with comparative databases (normal or otherwise) or electroencephalograph software that outputs an index, diagnosis, or classification. | Uses software algorithms that correlate the electroencephalograph to one or several types of neuroimaging data. May include use of event-detection algorithms (that require user confirmation) as an intermediary, but not final, step. | Brain | N | N | Eligible
NE | NE | OLY | Magnetoencephalograph | 2 |  | N | Y |  | 882.14 | 1 | Acquire, display, store, and archive biomagnetic signals produced by electrically active nerve tissue in the brain to provide information about the location of active nerve tissue responsible for certain brain functions relative to brain anatomy. | Magnetoencephalograph recording device (hardware, basic software) | Uses a helmet with sensors to record the magnetic activity of the brain | Brain | N | N | Eligible
NE | NE | OLZ | Automatic Event Detection Software For Polysomnograph With Electroencephalograph | 2 |  | N | N |  | 882.14 | 1 | Automatically mark electroencephalograph and polysomongraph signals in order to aid in identification of such events and annotation of prolonged PSG traces; Automatically calculate simple measures obtained from recorded signals (e.G. Magnitude, time, frequency and simple statistical measures of marked events); All output subject to verification by qualified user | Electroencephalograph analysis software. Does NOT include electrodes, electroencephalograph hardware, polysomnograph hardware, or basic electroencephalograph/polysomnograph software (e.g. used to display, store, archive, or manually annotate data). | Uses software algorithms to analyze electroencephalograph and polysomnograph waveforms and automatically identify areas of interest to the user | Brain | N | N | Eligible
NE | NE | OMA | Amplitude-Integrated Electroencephalograph | 2 |  | N | Y |  | 882.14 | 1 | Measure and record electrical activity of the brain by acquisition of amplitude-integrated electroencephalograph (electroencephalograph signals that have been filtered and displayed in a specific manner). | May include standard electroencephalograph recording hardware (e.g. headbox, cables, computer, monitor, wireless) and basic software (e.g. used to display, store, archive, or manually annotate data). Does NOT include electrodes, more complex software used to analyze the amplitude-integrated electroencephalograph signal, software used to automatically detect events, electroencephalograph used for polysomnography or sleep studies, or standard electroencephalograph (full- or reduced- montage). | Uses a specific combination of filters, a semi-logarithmic scale and bipolar electrode placements (via user-specified and/or sponsor-specified locations), to record and display electrical activity of the brain. | Brain | N | N | Eligible
NE | NE | OMB | Automatic Event Detection Software For Full-Montage Electroencephalograph | 2 |  | N | N |  | 882.14 | 1 | Automatically mark or identify electroencephalograph waveforms for spikes, electrographic seizures, seizure-like events in order to aid in identification of such events and help review and annotation of prolonged EEG traces; All output subject to verification by qualified user | Electroencephalograph analysis software. Does NOT include electrodes, electroencephalograph hardware, basic electroencephalograph software (e.g. used to display, store, archive, or manually annotate data), or automatic event detection software used as an intermediary step in source-localization analysis. | Uses software algorithms to analyze full-montage electroencephalograph (16 electrodes) at user-specified locations and automatically identify areas of interest. | Brain | N | N | Eligible
NE | NE | OMC | Reduced- Montage Standard Electroencephalograph | 2 |  | N | Y |  | 882.14 | 1 | Acquire, display, store, and archive electroencephalographic signals from the brain using a user-specified and/or sponsor-specified locations with a reduced array (i.e. less than < 16) of electrodes | May include standard EEG recording hardware (e.g. headbox, cables, CPU, monitor and basic software (needed to display, store and archive EEG and allow user-only annotation and marking); does NOT include electrodes, more complex software used to analyze EEG or automatically detect events, EEG used for PSG or sleep studies, or EEG with > 16 electrodes or more electrodes. | Uses electrodes (less than < 16) placed on the scalp or within the brain, via user-specified and/or sponsor-specified locations, to record and display electrical activity of the brain | Brain | N | N | Eligible
NE | NE | ORR | Neurological Stereotaxic Instrument, Real-Time Intraoperative Mri | 2 |  | N | N |  | 882.456 | 1 | To aid the surgeon in planning and conducting general stereotactic neurosurgery in an MRI suite. | Software: aquire MR images, trajectory planning, guidance regarding alignment of targeting frame with planned trajectory, confirmation of final tool position (MR compatible tools only). Hardware: stereotaxic frame and accessories (e.g. various diameter guide tubes, MRI-visible marking grid to facilitate identifying burr hole location on skull). | Device software receives real-time, intraoperative MR images of the brain target and the trajectory of the targeting frame attached to the patient's skull. Software and MRIs are used to plan trajectory, guide alignment of frame with planned trajectory, and confirm final position of surgical tool (MR compatible tools only). | skull and brain | N | N | Ineligible
NE | NE | ORT | Burst Suppression Detection Software For Electroencephalograph | 2 |  | N | N |  | 882.14 | 1 | Automatically mark or identify electroencephalograph waveforms for rhythmic patterns of burst suppression in order to aid in identification of such events and help in the review and annotation of prolonged EEG traces; software can also quantify simple characteristics of the burst suppression such as inter-burst interval or count; all output subject to verification by qualified user. | Electroencephalograph analysis software. Does NOT include electrodes, electroencephalograph hardware, basic electroencephalograph software (e.g. used to display, store, archive, or manually annotate data), automatic event (i.e., seizure) detection software or automatic event-detection software used as an intermediary step in source-localization analysis. | Uses simple, transparent software algorithms to analyze any size montage (full or reduced) for burst suppression patterns and automatically identify areas of interest or quantify pattern characteristics. | Brain | N | N | Eligible
NE | NE | OSG | Piezo-Electric Stimulator For Relief Of Mosquito Bite Itch | 2 |  | N | N |  | 882.5894 | 4 | Relief / Reduction of Mosquito Bite Itch | The device is hand-held, composed of an insulated housing which contains a piezo-electric crystal and conductive elements to deliver charge to the skin, as well as a moving mechanical part to allow the intended user to generate the force to produce the electrical charge. | Electrical charge, generated via piezo-electric crystal, delivered transcutaneously at the site of the mosquito bite. The piezo-electric crystal generates electrical charge by the application of a manual mechanical force. | Intended to be placed on the skin, at the site of a mosquito bite. | N | N | Eligible
NE | NE | PAV | Catheter, Neuro-Vasculature, Occluding Balloon |  |  | N | N |  | 882.515 | 6 | Used to obstruct lower aortic blood flow to augment cerebral perfusion. | A multi-lumen catheter with two balloons mounted near the distal tip | Temporary balloon inflation in the descending aortic artery obstructs or redirect blood flow | Double balloon catheter deployed in the descending aortic artery and hypothesized to increase cerebral blood flow | N | N | Ineligible
NE | NE | PBJ | Cranial Distraction System | 2 |  | N | N |  | 882.533 | 1 | A cranial distraction system is a metal device intended to establish osteodistraction and bone growth in the skull. The bone segments are attached to the plate with screws to prevent movement of the segments. | May include: distractors, distraction plates, spacers, screws and instrumentation | Bone segments are attached to the plate with screws to prevent movement of the segments. | Cranium, skull | Y | Y | Eligible
NE | NE | PCB | External Cerebrospinal Fluid (Csf) Diversion | 2 |  | N | N |  | 882.556 | 1 | Cerebrospinal fluid (CSF) diversion intended to alter spinal cord perfusion. | CSF drainage system. | Diverts CSF in order to alter spinal cord perfusion pressures. | Central nervous system (CNS) subarachnoid and ventricular space. | N | N | Ineligible
NE | NE | PCC | Stimulator, Nerve, Electrical, Transcutaneous, For Migraine | 2 |  | N | N |  | 882.5891 | 1 | Used to apply an electrical current to a patient's cranium through electrodes placed on the skin. | Electrical stimulation unit with leads and cutaneous electrodes. | Applies an electrical current through electrodes on patient's skin. | Afferent cranial nerves. | N | N | Ineligible
NE | NE | PIW | Brain Injury Adjunctive Interpretive Electroencephalograph Assessment Aid | 2 |  | N | N |  | 882.145 | 1 | A prescription device that uses a patient�s electroencephalograph (EEG) to provide an interpretation of the structural condition of the patient�s brain in the setting of trauma. The Brain Injury Adjunctive Interpretive EEG Assessment Aid is for use as an adjunct to standard clinical practice only as an assessment aid for a medical condition for which there exists other valid methods of diagnosis. | Handheld EEG recording device, electrodes, and data analysis software | Software analysis of EEG signals | Forehead, scalp | N | N | Eligible
NE | NE | PIY | Stainless Steel Instrument, Shunt System Implantation | 1 |  | N | N |  | 882.4545 | 4 | A stainless steel shunt system implantation instrument is an instrument made entirely of stainless steel used in the implantation of cerebrospinal fluid shunts, and includes tunneling instruments for passing shunt components under the skin. | Instrument | The device is used as an instrument to place cerebrospinal fluid shunts. | Cranium, Skull | N | N | Eligible
NE | NE | PJM | Filler, Bone Void, Alterable Compound For Cranioplasty | 2 |  | N | N |  | 882.532 | 1 | An alterable cranial bone void filler is a device intended to be a bone substitute for the replacement of bony voids, defects, and contour irregularities in non-load bearing regions of the cranial skeleton, and are not intrinsic to the stability of the bony structure. The device is constructed from a material (e.g., calcium, polymer synthetic-based, etc.) that can be reshaped or altered at the time of surgery or after implantation without changing the chemical behavior of the material. | Preformed Implant | The device is implanted in the bony void and may be secured using plates and screws to prevent the movement of the cranial bone void filler. | Cranium, Skull | Y | N | Eligible
NE | NE | PJN | Filler, Bone Void, Non-Alterable Compound For Cranioplasty | 2 |  | N | N |  | 882.533 | 1 | A nonalterable cranial bone void filler is a device that is created from patient-specific computerized tomography (CT) imaging data and intended to fill bony voids, defects, and contour irregularities in non-load bearing regions of the cranial skeleton, and are not intrinsic to the stability of the bony structure. The materials used (e.g., metals, polyether ether ketone (PEEK), etc.) in the construction of the nonalterable cranial bone void fillers are not resorbable and cannot be altered or reshaped at the time of surgery or after implantation without changing the chemical behavior of the material. | Manufactured as Patient-Specific Preformed Implant | The device is implanted in the bony void and may be secured using plates and screws to prevent the movement of the cranial bone void filler. | Cranium, Skull | Y | N | Eligible
NE | NE | PKQ | Computerized Cognitive Assessment Aid | 2 |  | N | N |  | 882.147 | 1 | The computerized cognitive assessment aid provides clinicians in a healthcare setting with objective measurements of cognitive function as a screening aid in the assessment of adults 55 years of age and older. This is done for the purpose of identifying a potential decline in cognitive function relative to baseline test performance of other age-normal adults, referring those adults for further testing where warranted, and monitoring changes in cognitive function over time | Computer-administered battery of cognitive tests, computer keyboard, computer screen. | Uses a battery of objective cognitive tests delivered by computer software to determine an individual's current level of cognitive functioning. | Brain | N | N | Eligible
NE | NE | PKR | Non-Invasive Vagus Nerve Stimulator - Headache | 2 |  | N | N |  | 882.5892 | 1 | The device intended for non-invasive vagus nerve stimulation (nVNS) on the side of the neck to treat cluster headache and to reduce the frequency of cluster headache attacks. | The device is a hand-held portable device consisting of an outer plastic case, a battery, signal generating and amplifying electronics, a control to power on the device and control stimulation intensity, and a pair of stainless steel skin contact surfaces. | The device produces a low voltage electric signal that generates an electric field in the vicinity of the vagus nerve. The strength of the stimulation is lower than that required to activate efferent vagus nerve stimulation that mediates cardiac specific effects. Conductive electrode gel is provided for use with the device. | The device is used on the side of the neck for non-invasive Vagus Nerve Stimulation (nVNS). | N | N | Eligible
NE | NE | PLU | Thermal System For Insomnia | 2 |  | N | N |  | 882.57 | 1 | A thermal system for insomnia is a prescription device for use in patients with insomnia that is used to apply a specified temperature to the skin surface. | Applies a specified temperature to the skin surface in patients with insomnia. | Applies a specified temperature to the skin surface in patients with insomnia. | Skin surface. | N | N | Eligible
NE | NE | PNA | Evoked Photon Image Capture Device | 1 |  | N | N |  | 882.1561 | 4 | The System reports two sets of numbers under two different conditions, one with capacitive barrier to minimize the effect of variables such as oils and sweat on the image and one without the capacitive barrier. The response scale reports numerical measures of electrophysiological signals emanating from the skin. The device is limited to use as a measurement tool and is not intended for diagnostic purposes or for influencing any clinical decisions. This device is only to be used to image and document electrophysiological signals emanating from the skin. | The system includes the following components: (1) The Device, (2) Power cord, (3) USB external cable, (4) Electrode cover, (5) Finger shroud, (6) Reference probe, (7) Reference probe cable, (8) Reference probe shroud, (9) Instructions for Use, (10) Computer All-In-One System or Laptop with Software installed, (11) Keyboard and mouse, (12) USB hardware key, (13) Capacitive barriers, (14) Cleaning cloths, and (15) Alcohol swabs | The System consists of the hardware attached to a computer/software system. The measurements are digital photographs acquired when placing a fingertip in contact with a glass electrode. A series of electrical impulses are applied to the glass electrode generating a localized electromagnetic field around the fingertip. Under the influence of this field, an image is generated. | Finger tips | N | N | Eligible
NE | NE | POL | Neurovascular Mechanical Thrombectomy Device For Acute Ischemic Stroke Treatment | 2 |  | N | N |  | 882.56 | 1 | A neurovascular mechanical thrombectomy device for acute ischemic stroke treatment is a prescription device used in the treatment of acute ischemic stroke to improve clinical outcomes. The device is delivered into the neurovasculature with an endovascular approach, mechanically removes thrombus from the body, and restores blood flow in the neurovasculature. | The device is delivered into the neurovasculature with an endovascular approach and mechanically removes thrombus from the body and restores blood flow. | The device is delivered into the neurovasculature with an endovascular approach and mechanically removes thrombus from the body and restores blood flow. | Neurovasculature | N | N | Ineligible
NE | NE | POM | Computerized Cognitive Assessment Aid For Concussion | 2 |  | N | N |  | 882.1471 | 1 | For use as an assessment aid in the management of concussion. | The device consists of a software program that administers a neurocognitive test battery to a subject in order to assess their cognitive status. The device may use off-the-shelf computers or a novel device. | Uses a software-based cognitive test battery as an assessment aid in the management of concussion. | Brain | N | N | Eligible
NE | NE | POP | Cranial Motion Measurement Device | 2 |  | N | Y |  | 882.163 | 1 | A cranial motion measurement device is a prescription device that utilizes accelerometers to measure the motion or acceleration of the skull. These measurements are not to be used for diagnostic purposes. | Accelerometer hardware. May include headset to aid in positioning. May include additional sensors (e.g. photoplethysmography). May include hardware and software to allow for data collection and review. Does not include software that outputs any clinical interpretation of the data. | Uses a headset containing accelerometers positioned around the head to measure motion or acceleration, and may use a photoplethysmography sensor to detect heartbeat. | Head | N | N | Eligible
NE | NE | POS | Physiological Signal Based Seizure Monitoring System | 2 |  | N | N |  | 882.158 | 1 | The Physiological signal based seizure monitoring system is a prescription device that uses physiological signal to identify abnormal physiological activity that may be associated with a seizure. The System does not predict seizure onsets, and is not intended as a standalone seizure monitoring device. | The device should contain a part that collects physiological signals (usually attached to the human body) and a base station that provides information to the caregiver or healthcare professionals. | Physiological signal measurement and analysis | Human body surface areas | N | N | Eligible
NE | NE | PPT | Cranial Surgical Planning And Instrument Guides | 2 |  | N | N |  | 882.431 | 1 | Software and hardware for surgical planning to create patient-specific anatomical models, surgical templates, and guides for use in the marking or cutting of cranial bone for neurosurgical procedures. | Software and hardware | Pre-surgical planning including transferring, visualizing, and editing medical data. Patient-specific templates/guides are based on a pre-operative plan and are designed to fit a specific patient. These templates/guides are used to assist a surgeon in guiding the marking of bone and/or guiding surgical instruments. | Cranial bone | N | N | Ineligible
NE | NE | PSP | Intracranial Pressure & Temperature Monitoring Kit | 2 |  | N | N |  | 882.162 | 7 | This product code has been established in accordance with the May 20, 1997, guidance entitled, convenience kits interim regulatory guidance, found at http://www.fda.gov/downloads/MedicalDevices/DeviceRegulationandGuidance/GuidanceDocuments/ucm080217.pdf. This type of convenience kit, as listed in the guidance above, is under enforcement discretion, and does not require a premarket notification (510(k)) to market if it meets all criteria in the guidance. | This product code has been established in accordance with the May 20, 1997, guidance entitled, convenience kits interim regulatory guidance, found at http://www.fda.gov/downloads/MedicalDevices/DeviceRegulationandGuidance/GuidanceDocuments/ucm080217.pdf. This type of convenience kit, as listed in the guidance above, is under enforcement discretion, and does not require a premarket notification (510(k)) to market if it meets all criteria in the guidance. | This product code has been established in accordance with the May 20, 1997, guidance entitled, convenience kits interim regulatory guidance, found at http://www.fda.gov/downloads/MedicalDevices/DeviceRegulationandGuidance/GuidanceDocuments/ucm080217.pdf. This type of convenience kit, as listed in the guidance above, is under enforcement discretion, and does not require a premarket notification (510(k)) to market if it meets all criteria in the guidance. | This product code has been established in accordance with the May 20, 1997, guidance entitled, convenience kits interim regulatory guidance, found at http://www.fda.gov/downloads/MedicalDevices/DeviceRegulationandGuidance/GuidanceDocuments/ucm080217.pdf. This type of convenience kit, as listed in the guidance above, is under enforcement discretion, and does not require a premarket notification (510(k)) to market if it meets all criteria in the guidance. | N | N | Ineligible
NE | NE | PTB | Ataxiagraph With Interpretive Software | 1 |  | N | Y |  | 882.103 | 1 | Device used to determine the extent of ataxia (failure of muscular coordination) by measuring the amount of swaying of the body when the patient is standing erect and with eyes closed and provides interpretation or clinical implication of the measurement. | Sensors applied to the body and software to analyze and interpret the signals. | Sensors applied to the body and software to analyze and interpret the signals. | Trunk and extremities | N | N | Ineligible
NE | NE | PTY | Computerized Cognitive Assessment Aid, Exempt | 2 |  | N | N |  | 882.147 | 4 | This product code is the class II exempt counterpart of PKQ, and was exempted, subject to the limitations of exemption, under the procedures established by the 21st Century Cures Act. This device type does not require premarket notification (510(k)) to market if it does not exceed the general limitations of exemption found in 21 CFR 882.9 and the specific limitations of exemption as stated in the �Physical State� field of this product code description. | Exemption applies only to computerized cognitive assessment aids that are not used for diagnostic assessment for specific diseases or conditions and rely on inputs from visual cues, auditory cues, and/or functional use of the hand. | This product code is the class II exempt counterpart of PKQ, and was exempted, subject to the limitations of exemption, under the procedures established by the 21st Century Cures Act. This device type does not require premarket notification (510(k)) to market if it does not exceed the general limitations of exemption found in 21 CFR 882.9 and the specific limitations of exemption as stated in the �Physical State� field of this product code description. | This product code is the class II exempt counterpart of PKQ, and was exempted, subject to the limitations of exemption, under the procedures established by the 21st Century Cures Act. This device type does not require premarket notification (510(k)) to market if it does not exceed the general limitations of exemption found in 21 CFR 882.9 and the specific limitations of exemption as stated in the �Physical State� field of this product code description. | N | N | Eligible
NE | NE | PUU | Temporary Coil Embolization Assist Device | 2 |  | N | N |  | 882.5955 | 1 | A temporary coil embolization assist device is a prescription device intended for temporary use in the neurovasculature to mechanically assist in the embolization of intracranial aneurysms with embolic coils. The device is delivered into the neurovasculature with an endovascular approach. This device is not intended to be permanently implanted and is removed from the body when the procedure is completed. | The device is composed of a wire mesh stent permanently affixed to end the end of a pusher wire. Once in place the internal core wire with drawn distally which expands the mesh and blocks the neck of the aneurysm. | The device acts as a temporary bridge used to aid in the coiling processes while minimizing the risk of coil protrusion or prolapse. Once the coiling procedure is completed the device is removed from the parent artery. | This device is used to treat intracranial aneurysms. | N | N | Ineligible
NE | NE | PVL | Endoscopic Shunt Placement Kit | 2 |  | N | N |  | 882.555 | 7 | This product code has been established in accordance with the May 20, 1997, guidance entitled, convenience kits interim regulatory guidance, found at http://www.fda.gov/downloads/MedicalDevices/DeviceRegulationandGuidance/GuidanceDocuments/ucm080217.pdf. This type of convenience kit, as listed in the guidance above, is under enforcement discretion, and does not require a premarket notification (510(k)) to market if it meets all criteria in the guidance. | This product code has been established in accordance with the May 20, 1997, guidance entitled, convenience kits interim regulatory guidance, found at http://www.fda.gov/downloads/MedicalDevices/DeviceRegulationandGuidance/GuidanceDocuments/ucm080217.pdf. This type of convenience kit, as listed in the guidance above, is under enforcement discretion, and does not require a premarket notification (510(k)) to market if it meets all criteria in the guidance. | This product code has been established in accordance with the May 20, 1997, guidance entitled, convenience kits interim regulatory guidance, found at http://www.fda.gov/downloads/MedicalDevices/DeviceRegulationandGuidance/GuidanceDocuments/ucm080217.pdf. This type of convenience kit, as listed in the guidance above, is under enforcement discretion, and does not require a premarket notification (510(k)) to market if it meets all criteria in the guidance. | This product code has been established in accordance with the May 20, 1997, guidance entitled, convenience kits interim regulatory guidance, found at http://www.fda.gov/downloads/MedicalDevices/DeviceRegulationandGuidance/GuidanceDocuments/ucm080217.pdf. This type of convenience kit, as listed in the guidance above, is under enforcement discretion, and does not require a premarket notification (510(k)) to market if it meets all criteria in the guidance. | N | N | Ineligible
NE | NE | PVM | Endoscopic Ventricular Catheter Placement Kit | 2 |  | N | N |  | 882.41 | 7 | This product code has been established in accordance with the May 20, 1997, guidance entitled, convenience kits interim regulatory guidance, found at http://www.fda.gov/downloads/MedicalDevices/DeviceRegulationandGuidance/GuidanceDocuments/ucm080217.pdf. This type of convenience kit, as listed in the guidance above, is under enforcement discretion, and does not require a premarket notification (510(k)) to market if it meets all criteria in the guidance. | This product code has been established in accordance with the May 20, 1997, guidance entitled, convenience kits interim regulatory guidance, found at http://www.fda.gov/downloads/MedicalDevices/DeviceRegulationandGuidance/GuidanceDocuments/ucm080217.pdf. This type of convenience kit, as listed in the guidance above, is under enforcement discretion, and does not require a premarket notification (510(k)) to market if it meets all criteria in the guidance. | This product code has been established in accordance with the May 20, 1997, guidance entitled, convenience kits interim regulatory guidance, found at http://www.fda.gov/downloads/MedicalDevices/DeviceRegulationandGuidance/GuidanceDocuments/ucm080217.pdf. This type of convenience kit, as listed in the guidance above, is under enforcement discretion, and does not require a premarket notification (510(k)) to market if it meets all criteria in the guidance. | This product code has been established in accordance with the May 20, 1997, guidance entitled, convenience kits interim regulatory guidance, found at http://www.fda.gov/downloads/MedicalDevices/DeviceRegulationandGuidance/GuidanceDocuments/ucm080217.pdf. This type of convenience kit, as listed in the guidance above, is under enforcement discretion, and does not require a premarket notification (510(k)) to market if it meets all criteria in the guidance. | N | N | Ineligible
NE | NE | PVO | Lumbar Drainage Catheter Kit | 2 |  | N | N |  | 882.555 | 7 | This product code has been established in accordance with the May 20, 1997, guidance entitled, convenience kits interim regulatory guidance, found at http://www.fda.gov/downloads/MedicalDevices/DeviceRegulationandGuidance/GuidanceDocuments/ucm080217.pdf. This type of convenience kit, as listed in the guidance above, is under enforcement discretion, and does not require a premarket notification (510(k)) to market if it meets all criteria in the guidance. | This product code has been established in accordance with the May 20, 1997, guidance entitled, convenience kits interim regulatory guidance, found at http://www.fda.gov/downloads/MedicalDevices/DeviceRegulationandGuidance/GuidanceDocuments/ucm080217.pdf. This type of convenience kit, as listed in the guidance above, is under enforcement discretion, and does not require a premarket notification (510(k)) to market if it meets all criteria in the guidance. | This product code has been established in accordance with the May 20, 1997, guidance entitled, convenience kits interim regulatory guidance, found at http://www.fda.gov/downloads/MedicalDevices/DeviceRegulationandGuidance/GuidanceDocuments/ucm080217.pdf. This type of convenience kit, as listed in the guidance above, is under enforcement discretion, and does not require a premarket notification (510(k)) to market if it meets all criteria in the guidance. | This product code has been established in accordance with the May 20, 1997, guidance entitled, convenience kits interim regulatory guidance, found at http://www.fda.gov/downloads/MedicalDevices/DeviceRegulationandGuidance/GuidanceDocuments/ucm080217.pdf. This type of convenience kit, as listed in the guidance above, is under enforcement discretion, and does not require a premarket notification (510(k)) to market if it meets all criteria in the guidance. | N | N | Ineligible
NE | NE | PVP | Neurological Test Kit | 1 |  | N | N |  | 882.175 | 7 | This product code has been established in accordance with the May 20, 1997, guidance entitled, convenience kits interim regulatory guidance, found at http://www.fda.gov/downloads/MedicalDevices/DeviceRegulationandGuidance/GuidanceDocuments/ucm080217.pdf. This type of convenience kit, as listed in the guidance above, is under enforcement discretion, and does not require a premarket notification (510(k)) to market if it meets all criteria in the guidance. | This product code has been established in accordance with the May 20, 1997, guidance entitled, convenience kits interim regulatory guidance, found at http://www.fda.gov/downloads/MedicalDevices/DeviceRegulationandGuidance/GuidanceDocuments/ucm080217.pdf. This type of convenience kit, as listed in the guidance above, is under enforcement discretion, and does not require a premarket notification (510(k)) to market if it meets all criteria in the guidance. | This product code has been established in accordance with the May 20, 1997, guidance entitled, convenience kits interim regulatory guidance, found at http://www.fda.gov/downloads/MedicalDevices/DeviceRegulationandGuidance/GuidanceDocuments/ucm080217.pdf. This type of convenience kit, as listed in the guidance above, is under enforcement discretion, and does not require a premarket notification (510(k)) to market if it meets all criteria in the guidance. | This product code has been established in accordance with the May 20, 1997, guidance entitled, convenience kits interim regulatory guidance, found at http://www.fda.gov/downloads/MedicalDevices/DeviceRegulationandGuidance/GuidanceDocuments/ucm080217.pdf. This type of convenience kit, as listed in the guidance above, is under enforcement discretion, and does not require a premarket notification (510(k)) to market if it meets all criteria in the guidance. | N | N | Ineligible
NE | NE | PWE | Computerized Behavioral Therapy Device For Substance Use Disorders | 2 |  | N | N |  | 882.5801 | 1 | The device is intended to provide cognitive behavioral therapy to treat substance use disorder. | The device is a software-based mobile app downloaded onto a smartphone. | The device is a software-based mobile app that provides a computerized version of behavioral therapy to the patient. | The device is intended to provided psychiatric treatment. | N | N | Ineligible
NE | NE | PZR | Percutaneous Nerve Stimulator For Opioid Withdrawal | 2 |  | N | N |  | 882.5896 | 1 | Stimulate nerve branches to aid in the reduction of symptoms associated with substance use disorders. | A signal generator connected to percutaneous electrodes. | Electrical stimulation of nerve branches using percutaneous electrodes. | Cranial and occipital nerve branches. | N | N | Ineligible
NE | NE | QAK | Non-Invasive Vagus Nerve Stimulator For Migraine Headache | 2 |  | N | N |  | 882.5892 | 1 | The device intended for non-invasive vagus nerve stimulation (nVNS) on the side of the neck to treat migraine headache. | The device is a hand-held portable device consisting of an outer plastic case, a battery, signal generating and amplifying electronics, a control to power on the device and control stimulation intensity, and a pair of stainless steel skin contact surfaces. | The device produces a low voltage electric signal that generates an electric field in the vicinity of the vagus nerve. The strength of the stimulation is lower than that required to activate efferent vagus nerve stimulation that mediates cardiac specific effects. Conductive electrode gel is provided for use with the device. | The device is used on the side of the neck for non-invasive Vagus Nerve Stimulation (nVNS). | N | N | Ineligible
NE | NE | QAR | Thermal Vestibular Stimulator For Headache | 2 |  | N | N |  | 882.5893 | 1 | The device is intended to stimulate the vestibular system using thermal waveforms in the ear canals for treatment of migraine headache. | The device resembles a pair of over-the-ear headphones consisting of a headband, padded ear covers, and anodized aluminum ear pieces with are inserted in the external ear canal. The device contains an accompanying unit for device control and a mains power supply. | The device produces a regulated thermal waveform which provides simultaneous heating in one ear and cooling in the other ear. The controlled temperature changes activate the vestibular system. | The device is used in the external ear canals to stimulate the vestibular system. | N | N | Ineligible
NE | NE | QBC | External Upper Limb Tremor Stimulator | 2 |  | N | N |  | 882.5897 | 1 | An external upper limb tremor stimulator is a prescription device which is placed externally on the upper limb and designed to aid in tremor symptom relief of the upper limb. | Stimulator and wrist band | External electrical stimulator | Wrist | N | N | Ineligible
NE | NE | QCF | Electrical Tongue Stimulator To Treat Motor Deficits | 2 |  | N | N |  | 882.5889 | 1 | An electrical tongue nerve stimulator to treat motor deficits is a prescription device that consists of a non-implantable apparatus to generate electrical pulses for stimulation of the nerves in the tongue to provide treatment of motor deficits. | Software | Patient uses software on computer. | Brain | N | N | Ineligible
NE | NE | QCI | Transcranial Magnetic Stimulation System For Obsessive-Compulsive Disorder | 2 |  | N | N |  | 882.5802 | 1 | External device that uses magnetic fields to induce neural activity in the cerebral cortex to treat neurological and psychiatric disorders and conditions. It is not intended for applying or focusing magnetic fields towards brain areas outside cerebral cortex (e.g., cerebellum). | Device consists of an electromagnetic coil, a neurostimulator to generate the electrical stimulus for the coil, a cooling system, a positioning device, and software to control the device. | Delivers brief duration, rapidly alternating, or pulsed, magnetic fields induce electrical currents in the brain that are directed at spatially discrete regions of the cerebral cortex | Cerebral cortex | N | N | Ineligible
NE | NE | QEA | Brain Injury Adjunctive Interpretive Oculomotor Assessment Aid | 2 |  | N | N |  | 882.1455 | 1 | A traumatic brain injury eye movement assessment aid is a prescription device that uses a patient�s tracked eye movements to provide an interpretation of the functional condition of the patient�s brain. This device is an assessment aid that is not intended for standalone detection or diagnostic purposes. | The device has a screen that displays a stimulus for the patient's eyes to follow during the exam. An eye tracking camera measures the eye movements for the duration of the exam. A computer applies an analysis algorithm to the tracked eye movements. The device may be a standalone device or implemented as a software app on a smartphone/tablet. | Performs an analysis of a patient's tracked eye movements to assess their functional brain injury status. | The device measures eye movements to assess brain function. | N | N | Ineligible
NE | NE | QFD | Tens For Sinus Pain | 2 |  | N | N |  | 882.589 | 1 | Electrical stimulation to relieve pain | Electrical stimulation unit with electrodes | Applies a transcutaneous electrical stimulation with electrodes on the skin. | Sinuses around nose and forehead | N | N | Ineligible
NE | NE | QFF | Electromechanical Arm For A Transcranial Magnetic Stimulation System | 2 |  | N | N |  | 882.5805 | 1 | To provide guidance for the positioning and orientation of a transcranial magnetic stimulation (TMS) system coil under the supervision of a tracking system. | A mechanical or electromechanical arm with or without a cart, a tracking system, software, 3D camera, coil adoption kit with or without its mechanical adaptor and a contact sensor. | A tracking system measures the position and orientation of the patient�s head and the software uses the measurements provided by the tracking system to move the robotic arm and position the coil. A contact sensor allows the software to measure amount of contact applied by the coil onto the head to prevent unexpected collisions. | Head | N | N | Ineligible
NE | NE | QFX | Diagnostic Neurosurgical Microscope Filter | 2 |  | N | N |  | 882.495 | 1 | A diagnostic neurosurgical microscope filter is a device intended for use during neurosurgery to visualize fluorescence and enhance visualization of tissue associated with a specific disease or condition. | Microscope filter set that filters light | Utilizes excitation and emission filters to be used with surgical operating microscopes to facilitate visualization of fluorescence within specific wavelength bands. | Neurosurgical targets including brain and spinal cord | N | N | Ineligible
NE | NE | QGH | Electroconvulsive Therapy Device For Catatonia, Major Depressive Disorder, And Bipolar Disorder | 2 |  | N | N |  | 882.594 | 1 | Catatonia or a severe major depressive episode (MDE) associated with major depressive disorder (MDD) or bipolar disorder (BPD) in patients age 13 years and older who are treatment-resistant or who require a rapid response due to the severity of their psychiatric or medical condition. | Electrodes and an electrical stimulus generator | Electrodes placed on the head of the patient and electrical generator applies an electrical current to the head | Brain | N | N | Ineligible
NE | NE | QGL | Transcutaneous Nerve Stimulator For Adhd | 2 |  | N | N |  | 882.5898 | 1 | A transcutaneous electrical nerve stimulator for Attention Deficit Hyperactivity Disorder (ADHD) is a prescription device that stimulates transcutaneously or percutaneously through electrodes placed on the forehead. | External pulse generator with wire leads connected to an electrode. | The device will generate electrical waveforms wich when applied to the intended target will improve symptoms associated with ADHD. | Cranial and/or peripheral nerves. | N | N | Ineligible
NE | NE | QGT | Distal Transcutaneous Electrical Stimulator For Treatment Of Acute Migraine | 2 |  | N | N |  | 882.5899 | 1 | A trunk and limb electrical stimulator to treat headache is a device intended to treat headache through the application of electrical stimulation anywhere on the body of the patient apart from the patient's head or neck through electrodes placed on the skin. The stimulation may be provided transcutaneously or percutaneously. | Hardware with battery/electronics and electrodes residing in an band placed on an area other than the head. Bluetooth connection with a mobile application. | External electrical stimulation to create a perceptive sensation (non-painful) | External (on the skin) of the limbs. | N | N | Ineligible
NE | NE | QJQ | Cranial Electrotherapy Stimulator To Treat Insomnia And/Or Anxiety | 2 |  | N | N |  | 882.58 | 1 | To provide electrical current to the head to treat insomnia and/or anxiety | Electrodes and an electrical stimulus generator | Electrodes placed on the head of the patient and electrical generator applies an electrical current trancutaneously to the head | Cranial nerves | N | N | Ineligible
NE | NE | QMD | Transcranial Magnetic Stimulation System For Smoking Cessation | 2 |  | N | N |  | 882.5802 | 1 | Intended for use as a transcranial magnetic stimulation system for neurological and psychiatric disorders and conditions. | Repetitive transcranial magnetic stimulation system | Applies transcranial pulsed magnetic stimulation to the cortex of the brain | Prefrontal cortex of the brain | N | N | Ineligible
NE | NE | QMZ | Digital Therapy Device To Reduce Sleep Disturbance For Psychiatric Conditions | 2 |  | N | N |  | 882.5705 | 1 | A digital therapy device to reduce sleep disturbance for psychiatric conditions is a prescription device that is intended to provide stimulation using a general purpose computing platform to reduce sleep disturbance in patients who experience this symptom due to psychiatric conditions such as nightmare disorder or post traumatic stress disorder (PTSD). | General purpose computing platform (consumer phone and watch) with associated sensors, software, and hardware to provide stimulus | Uses software analysis of heart rate and motion measured during sleep on a general purpose computing platform to apply a stimulus to interrupt a sensed bout of disrupted sleep due to nightmare. | Wrist, upper/lower extremities, various locations on the body to sense physiological parameters and apply stimulus | N | N | Ineligible
NE | NE | QPF | Pediatric Autism Spectrum Disorder Diagnosis Aid | 2 |  | N | N |  | 882.1491 | 1 | A pediatric Autism Spectrum Disorder diagnosis aid is a prescription device that is intended for use as an aid in the diagnosis of Autism Spectrum Disorder in pediatric patients. | The device collects data based on the clinical presentation of a patient. An analysis algorithm is applied to the collected data. The device may be stand-alone or implemented as a software application on a smartphone or other general purpose computing platform. | Performs an analysis of patient behavioral data to aid in the diagnosis of Autism Spectrum Disorder. | The device is intended to aid in the diagnosis of Autism Spectrum Disorder. | N | N | Ineligible
NE | NE | QQC | Brain Stimulation Programming Planning Software. | 2 |  | N | N |  | 882.5855 | 1 | The brain stimulation programming planning software is a prescription device intended to assist in planning stimulation programming for implanted brain stimulators. | Software | Software to display modeled stimulation field in the brain. | Brain | N | N | Ineligible
NE | NE | QRI | Surgical Planning Software For Neurological Stereotaxic Instruments | 2 |  | N | N |  | 882.456 | 1 | A surgical planning software for neurological stereotaxic instruments is intended as a stand-alone software device used for pre- and intra-operative planning of stereotactic or image-guided surgeries. | Software | Performs an analysis of patient radiographic anatomical images for the creation of navigation plans in neurosurgical stereotactic or image-guided procedures. | Intracranial | N | N | Ineligible
NE | NE | QSL | Brain Temperature Measurement System | 2 |  | N | N |  | 882.1565 | 1 | A brain temperature measurement system is an externally placed, prescription device intended to measure brain temperature. | A sensor placed on the skin surface is used to measure brain temperature. Device includes software processing to convert the raw signal into a temperature measurement for display by the device or a compatible vital signs monitor. | Measures brain temperature below the externally placed sensor. | Device is used on the head to measure brain temperature. | N | N | Ineligible
NE | NE | QSQ | Transcutaneous Electrical Nerve Stimulator To Treat Fibromyalgia Symptoms | 2 |  | N | N |  | 882.5888 | 1 | Transcutaneous electrical nerve stimulator to treat fibromyalgia symptoms. | Electrical stimulation unit with leads and cutaneous electrodes. | Applies an electrical current through electrodes on patient's skin. | Sensory nerves | N | N | Ineligible
NE | NE | QVO | Computerized Behavioral Therapy Device For Insomnia | 2 |  | N | N |  | 882.5801 | 1 | The device is intended to provide cognitive behavioral therapy to treat insomnia. | The device is a software-based mobile app downloaded onto a smartphone. | The device is a software-based mobile app that provides a computerized version of behavioral therapy to the patient. | The device is intended to provide psychiatric treatment. | N | N | Ineligible
NE | NE | QWD | Stimulator, Nerve, For Restless Legs Syndrome | 2 |  | N | N |  | 882.5887 | 1 | An external lower extremity nerve stimulator for Restless Legs Syndrome is a prescription device that uses external electrical stimulators and cutaneous electrodes to stimulate nerves in the lower extremity (e.g.,peroneal nerves) and evoke tonic, sustained muscle activation in the legs to reduce the symptoms of Restless Legs Syndrome. | electrical stimulation unit with cutaneous electrodes | applies electrical currents through electrodes on patient's skin | peroneal nerves | N | N | Ineligible
NE | NE | QWT | Prognostic Assessment Software Of Mild Cognitive Impairment | 2 |  | N | N |  | 882.1454 | 1 | Prognostic assessment software of mild cognitive impairment. Prognostic assessment software of mild cognitive impairment is a prescription-only device that combines information from multiple clinical data sources to produce an output indicative of the likelihood that a patient diagnosed with mild cognitive impairment will progress to more severe forms of cognitive impairment, or will develop dementia, such as Alzheimer�s disease dementia, within a specified period of time. This device is intended for adjunctive use and not intended as a stand-alone diagnostic or prognostic too. | Software for analyzing multiple clinical inputs including, but not limited to, medical images, patient demographic information, and clinical test scores. The device may include software for pre-processing and reviewing the algorithmic inputs. | Software analyzes patient-specific clinical and imaging data to aid in prognosis of patients with mild cognitive impairment. May use algorithmic approaches to produce an output indicative of a patient�s likelihood for progression to more severe cognitive impairment, or will develop dementia, such as Alzheimer�s disease dementia. | N/A | N | N | Ineligible
NE | NE | SAP | Computerized Behavioral Therapy Device For Depressive Disorders. | 2 |  | N | N |  | 882.5801 | 1 | The device is intended to provide computerized behavioral therapy to treat depressive disorders. | The device is a software-based mobile app downloaded onto a smartphone. | The device is a software-based mobile app that provides a computerized version of behavioral therapy to the patient. | The device is intended to provided psychiatric treatment. | N | N | Ineligible
NE | NE | SBG | In Situ Polymerizing Peripheral Nerve Cap | 2 |  | N | N |  | 882.526 | 1 | An in situ polymerizing peripheral nerve cap is a prescription use only device composed of precursor materials that polymerize when delivered to the end of a peripheral nerve to function as a physical barrier to the surrounding in vivo environment to reduce the risk of formation of a symptomatic neuroma. | The device is a polymeric, sterile, absorbable, in situ formed, hydrogel cap composed of water and polyethylene glycol. | The device is prepared and in situ polymerized at the time of the surgery to form a hydrogel via a chemical reaction. The hydrogel is then delivered around the end of a peripheral nerve within a temporary silicone mold. | Peripheral Nerves | Y | N | Ineligible
NE | NE | SCP | Computerized Behavioral Therapy Device For Anxiety Disorders | 2 |  | N | N |  | 882.5801 | 1 | Computerized behavioral therapy device for psychiatric disorders | The device is a software-based mobile app downloaded onto a smartphone. | The device is a software-based mobile app that provides a computerized version of behavioral therapy to the patient. | The device is intended to provide psychiatric treatment. | N | N | Ineligible
NE | NE | SDG | Brain Intraparenchymal Infusion Cannula | 2 |  | N | N |  | 882.411 | 1 | A brain intraparenchymal infusion cannula is a non-powered, hollow tube-like device with a rigid component for stereotaxic-aided temporary placement in brain parenchyma tissue to deliver a therapy. | A brain intraparenchymal infusion cannula is a non-powered, hollow tube-like device made of various materials (e.g., ceramics, polymers, or metals). | A brain intraparenchymal infusion cannula is guided to a target in the brain by stereotaxic navigation and used to deliver a therapy (e.g., biologic or drug product) by connection of the cannula to an infusion pump system. | Brain parenchyma tissue. | N | N | Ineligible
NE | NE | SDX | Neuromuscular Stimulator And Exercise Evaluation System | 2 |  | N | N |  | 882.1871 | 1 | A neuromuscular stimulator and evaluation system is a device that applies neuromuscular stimulation and measures a neuromuscular response, for the purpose of evaluating exercise capacity and performance or informing athletic training decisions. | Comprises a pulse generator, one or more sensors, and software to measure the evoked response | Muscle stimulator plus one or more sensors that measure a physical or physiological response evoked by the stimulation | Peripheral muscles | N | N | Ineligible
NE | NE | SEE | Computerized Behavioral Therapy Device For Migraine | 2 |  | N | N |  | 882.5806 | 1 | A computerized behavioral therapy device for headache is a prescription device intended to provide a computerized version of behavioral therapy for the treatment of headache. | Software | Software prompted modules and skills | Intended to treat behaviors through brain | N | N | Ineligible
NE | NE | SEM | Sub-Scalp Implanted Electroencephalogram System For Remote Patient Monitoring | 2 |  | N | N |  | 882.136 | 1 | A sub-scalp implanted electroencephalogram (EEG) system for remote patient monitoring is a prescription device used for continuously acquiring, transmitting, and storing electrical brain activity of patients with epilepsy. The device consists of sub-scalp implanted electrodes that are connected to a transmitter or storage device. The device is used to aid clinicians in the remote monitoring of electrical activity in the patient�s brain. The device is not intended to be implanted in brain tissue. | Contains implanted EEG electrodes, recording hardware (e.g., external storage device, wireless hardware), and basic software (e.g., used to display, store, archive, or manually annotate data.). | Uses electrodes implanted under the skin, and without penetrating the skull, to provide long term recording of electrical activity of the brain | Brain | Y | N | Ineligible
NE | NE | SEN | Biofeedback For Adjunctive Treatment Of Symptoms Associated With Stress And Anxiety | 2 |  | N | N |  | 882.505 | 1 | A biofeedback device for adjunctive treatment of patient-reported symptoms associated with stress and anxiety is intended to provide feedback to users with patient-reported symptoms associated with stress and anxiety on a physiological measurement as a relaxation treatment for the reduction of stress and anxiety. | The biofeedback device for adjunctive treatment of associated with stress and anxiety includes a sensor to measure a physiological parameter and a mechanism to provide information on that parameter to the user as part of exercises that aid in relaxation | A biofeedback device for adjunctive treatment of associated with stress and anxiety provides feedback corresponding to the status of one or more of a patient's physiological parameters (e.g., breath, heart rate, brain alpha wave activity, muscle activity, skin temperature, etc.) to assist the user through exercises that aid in relaxation | Software | N | N | Ineligible
NE | NE | SFD | In Situ Polymerizing Peripheral Nerve Repair Device | 2 |  | N | N |  | 882.527 | 1 | An in situ polymerizing peripheral nerve repair device is intended for the sutureless repair of peripheral nerve injuries. | The device consists of a polymeric, sterile, absorbable, component which is polymerized in situ using an externally applied process, energy source, or chemical. | The device is prepared, placed at the target nerve repair location, and polymerized in situ at the time of the surgery. Polymerization is initiated using an externally applied process, energy source, or chemical to form a crosslinked polymer at and/or around the injured peripheral nerve. | Peripheral Nerves | Y | N | Ineligible
NE | NE | SFN | Non-Invasive Evoked Response Brain Stimulator | 2 |  | N | N |  | 882.186 | 1 | A non-invasive evoked response brain stimulator is a non-penetrating device used to apply a stimulus to the brain for the purpose of measuring the evoked brain activity response. | Contains stimulation hardware (e.g., electrical, magnetic, etc.), recording hardware (e.g., electrodes, external storage device, wireless hardware, etc.), and software (e.g., used to process, analyze, display, store, or archive data). | A device that delivers a controlled, non-invasive stimulation to the brain and records the brain activity in response to the stimuli. | Brain | N | N | Ineligible
NE | NE | SGB | Pain Assessment Software In Non-Communicative Adults | 2 |  | N | N |  | 882.1472 | 1 | Pain assessment software in non-communicative adults is a prescription-only device that combines information from clinical pain domains to produce an output indicative of a patient�s current level of pain in conscious adult patients who are unable to communicate their current pain level. This device is intended for adjunctive use and not intended as a stand-alone diagnostic or prognostic tool. | Contains recording hardware (e.g., video camera) and Software (e.g., used to process, analyze, display, store, or archive data). | A device that uses facial recognition to detect facial features indicative of the presence of pain | Face | N | N | Ineligible
NE | NE | SGE | Extracranial Positional System For A Transcranial Magnetic Stimulation System | 2 |  | N | N |  | 882.456 | 1 | Intended for spatial positioning and orientation of the treatment coil for transcutaneous magnetic stimulation systems under the supervision of a tracking system. | A mechanical or electromechanical arm with or without a cart, a tracking system, software, 3D camera, coil adoption kit with or without its mechanical adaptor and a contact sensor. | A tracking system measures the position and orientation of the patient�s head and the software uses the measurements provided by the tracking system to move the robotic arm and position the coil. A contact sensor allows the software to measure amount of contact applied by the coil onto the head to prevent unexpected collisions. | Head | N | N | Ineligible
NE | NE | SGN | High Intensity Focused Ultrasound System For Peripheral Neural Tissue Ablation | 2 |  | N | N |  | 882.442 | 1 | A high intensity focused ultrasound system for peripheral neural tissue ablation is a device that transmits ultrasound energy to produce thermal lesions in a defined, targeted volume of peripheral nervous tissue through acoustic coupling. | The device includes an energy control unit and transducer hardware to generate and deliver ultrasound energy to the target and software to plan and control the location and parameters for energy delivery. The device may also include accessories to facilitate positioning. | The device delivers energy to an anatomical target to cause thermal ablation without piercing the skin. | Peripheral Neural Tissue | N | N | Ineligible
NE | OB | QFT | Digital Therapeutic Software For Attention Deficit Hyperactivity Disorder | 2 |  | N | N |  | 882.5803 | 1 | A digital therapy device for Attention Deficit Hyperactivity Disorder (ADHD) is a software intended to provide therapy for ADHD or any of its individual symptoms as an adjunct to clinician supervised treatment. | Digital video game-like software device that delivers a creative and immersive action video game experience. The treatment looks and feels like a high-end video game, leveraging art, music, storytelling, and reward cycles to keep patients engaged and immersed while the design constantly pushes patients precisely at pre-defined performance bounds relative to each patient, such that they are continuously encouraged to exceed their historic performance. | Digital videogame like software device | Brain | N | N | Ineligible
NE | OP | OPT | Infrared Hematoma Detector | 2 |  | N | N |  | 882.1935 | 1 | To employ near-infrared spectroscopy that is intended to be used to evaluate suspected brain hematomas. | This is a standard infrared handheld laser that is scanned across the scalp. The information is transmitted to a handheld Personal Digital Assistant that displays Optical Density measurements | Use of low level infrared laser radiation to detect hemoglobin concentration which relates to presence of a hemotoma. | To be used on the head. The testing divides the head into 8 sections four on the left side and the corresponding 4 sites on the right side. | N | N | Eligible
NE | OR | HRW | Dynamometer, Nonpowered | 1 |  | N | N |  | 888.125 | 4 |  |  |  |  | N | N | Eligible
NE | OR | HST | Apparatus, Traction, Non-Powered | 1 |  | Y | N |  | 888.585 | 4 |  |  |  |  | N | N | Eligible
NE | OR | KQW | Goniometer, Nonpowered | 1 |  | N | N |  | 888.152 | 4 |  |  |  |  | N | N | Eligible
NE | OR | KQX | Goniometer, Ac-Powered | 1 |  | N | N |  | 888.15 | 4 |  |  |  |  | N | N | Eligible
NE | OR | LBB | Dynamometer, Ac-Powered | 2 |  | N | N |  | 888.124 | 4 |  |  |  |  | N | N | Eligible
NE | OR | NKI | Goniometer With Electrodes | 2 |  | N | N |  | 888.15 | 4 | A goniometer is an AC-powered or battery powered device intended to evaluate joint function by measuring and recording range of motion, acceleration, or forces exerted by a joint. The class II (special controls) goniometer uses transcutaneous adhesive electrode lead wires and patient cables to transmit and record patient data. |  |  |  | N | N | Eligible
NE | PM | IKN | Electromyograph, Diagnostic | 2 |  | N | Y |  | 890.1375 | 1 |  |  |  |  | N | N | Eligible
NE | PM | IKT | Electrode, Needle, Diagnostic Electromyograph | 2 |  | N | Y |  | 890.1385 | 1 |  |  |  |  | N | N | Eligible
NE | PM | LYH | Arthrometer | 1 |  | N | N |  | 890.1615 | 4 |  |  |  |  | N | N | Eligible
NE | PM | NHH | Device, Discharge, Electrostatic (For Pain Relief) | 2 |  | N | Y |  | 890.55 | 1 | An electrostatic discharge device which applies an electrostatic or coronal discharge to or near a person's skin for the symptomatic relief of pain |  |  |  | N | N | Eligible
NE | PM | OTX | Foot Wrap For Treating Restless Leg Syndrome Symptoms | 1 |  | N | N |  | 890.576 | 4 | Applying compression to the muscles of the foot for the purpose of affecting nerve impulses sent to the central nervous system. | Compressive wrap. | Applies pressure to the abductor hallucis and abductor hallucis brevis adequate to affect the peripheral nervous system. | Abductor hallucis and abductor hallucis brevis muscles. | N | N | Eligible
NE | PM | OVP | Vibratory Counter-Stimulation | 2 |  | N | N |  | 882.5895 | 4 | A vibratory counter-stimulation device is a prescription device that provides electrically powered mechanical vibration to improve the quality of sleep in patients with primary Restless Legs Syndrome. | vibrating pad | Applies a mechanical vibration to the lower legs | Lower legs | N | N | Eligible
NE | PM | PHL | Powered Exoskeleton | 2 |  | N | N |  | 890.348 | 1 | A powered exoskeleton is a prescription device that is composed of an external, powered, motorized orthosis that is placed over a person's paralyzed or weakened lower extremity limb(s) for medical purposes. | The device is comprised of external, powered, orthotic components that rely on controllers and/or sensors. | The device facilitates movement of one or multiple lower extremity joints (e.g. hip, knee, ankle). | The device is intended to be used on the lower extremity. It may be used unilaterally, bilaterally, on a single joint, or on multiple joints. | N | N | Eligible
NE | SU | ONO | Neurosurgical Laser With Mr Thermography | 2 |  | N | N |  | 878.481 | 1 | Laser device for use to necrotize or coagulate soft tissue through interstitial irradition or thermal therapy under mri guidance and real time mr thermography in neurosurgery. | Laser system under MRI guidance and MR thermography | Laser energy to necrotize or coagulate brain tissue. | Brain tissue | N | N | Ineligible
NE | SU | QQO | Cranial Measurement Software | 1 |  | N | N |  | 878.48 | 4 | Cranial measurement software is intended to be used to calculate and display physical measurements of the head for interpretation by a qualified user in conjunction with other clinical methods. | Software-only device for recording, storing, and analyzing images to obtain physical measurements of the head and to display measurement results. Does not include software for preparing helmets or other cranial orthosis devices, nor any clinical interpretation of the measurements. | Uses software-based analysis of images obtained from a camera to calculate physical measurements of the head. | Head | N | N | Ineligible
NE |  | BWK | Stimulator, Electro-Acupuncture |  | 1 | N | N |  |  | 1 |  |  |  |  | N | N | Eligible
NE |  | KGF | Adhesive, Tissue For Aneurysmorrhaphy | 3 |  | N | N |  |  | 2 |  |  |  |  | Y | N | Ineligible
NE |  | KGG | Tissue Adhesive For Use In Embolization Of Brain Arteriovenous Malformations | 3 |  | N | N |  |  | 2 |  |  |  |  | N | N | Ineligible
NE |  | LBK | Neurosurgical Ultrasonic Instruments |  | 1 | N | N |  |  | 1 |  |  |  |  | N | N | Eligible
NE |  | LGW | Stimulator, Spinal-Cord, Totally Implanted For Pain Relief | 3 |  | N | N |  |  | 2 |  |  |  |  | Y | N | Ineligible
NE |  | LHY | Electrode, Stabilized Epidural Spinal | 3 |  | N | N |  |  | 2 |  |  |  |  | Y | N | Ineligible
NE |  | LII | Monitor, Intracranial Pressure, Implanted | 3 |  | N | N |  |  | 2 |  |  |  |  | Y | N | Ineligible
NE |  | LKW | Laser, Neurosurgical | 3 |  | N | N |  |  | 3 |  |  |  |  | N | N | Ineligible
NE |  | LLE | Stimulator, Spinal-Cord, Implanted For Peripheral Vascular Disease | 3 |  | N | N |  |  | 3 |  |  |  |  | Y | N | Ineligible
NE |  | LLF | Laser, Neurosurgical, Argon | 3 |  | N | N |  |  | 3 |  |  |  |  | N | N | Ineligible
NE |  | LLP | Laser For Pain Therapy | 3 |  | N | N |  |  | 3 |  |  |  |  | N | N | Ineligible
NE |  | LME | Monitor, Blood-Flow, Cerebral, Thermal Diffusion | 3 |  | N | N |  |  | 3 |  |  |  |  | N | N | Ineligible
NE |  | LQD | Recorder, Attention Task Performance |  | 1 | N | N |  |  | 1 |  |  |  |  | N | N | Eligible
NE |  | LYI | Stimulator, Subcortical, Implanted For Epilepsy | 3 |  | N | N |  |  | 3 |  |  |  |  | Y | N | Ineligible
NE |  | LYJ | Stimulator, Autonomic Nerve, Implanted For Epilepsy | 3 |  | N | N |  |  | 2 |  |  |  |  | Y | N | Ineligible
NE |  | MBX | Stimulator, Thalamic, Epilepsy, Implanted | 3 |  | N | N |  |  | 3 |  |  |  |  | N | N | Ineligible
NE |  | MFE | Agent, Injectable, Embolic | 3 |  | N | N |  |  | 2 |  |  |  |  | N | N | Ineligible
NE |  | MFR | Stimulator, Brain, Implanted, For Behavior Modification |  |  | N | N |  |  | 6 |  |  |  |  | Y | N | Ineligible
NE |  | MHY | Stimulator, Electrical, Implanted, For Parkinsonian Tremor | 3 |  | N | N |  |  | 2 |  |  |  |  | Y | N | Ineligible
NE |  | MHZ | Stimulator, Vestibular Acceleration, Therapeutic | 3 |  | N | N |  |  | 3 |  |  |  |  | N | N | Ineligible
NE |  | MKD | Stimulator, Functional Walking Neuromuscular, Non-Invasive | 3 |  | N | N |  |  | 2 |  |  |  |  | N | N | Ineligible
NE |  | MLQ | Inhibitor, Peridural Fibrosis (Adhesion Barrier) | 3 |  | N | N |  |  | 2 |  |  |  |  | N | N | Ineligible
NE |  | MRU | Implanted Subcortical Electrical Stimulator (Motor Disorders) |  |  | N | N |  |  | 6 |  |  |  |  | Y | N | Ineligible
NE |  | MUZ | Stimulator, Autonomic Nerve, Implanted (Depression) | 3 |  | N | N |  |  | 2 | The device is indicated for the adjunctive long-term treatment of chronic or recurrent depression for patients 18 years of age or older who are experiencing a major depressive episode and have not had an adequate response to four or more adequate antidepressant treatments. |  |  |  | Y | N | Ineligible
NE |  | MVV | Device, Acupressure |  | 1 | N | N |  |  | 1 |  |  |  |  | N | N | Eligible
NE |  | MXM | Cap, Cooling (Infants) | 3 |  | N | N |  |  | 2 | Indicated for use in full-term infants with clinical evidence of moderate to severe hypoxic-ischemic encephalopathy (HIE)*. Provides selective head cooling with mild systemic hypothermia to prevent or reduce the severity of neurologic injury associated with HIE. |  |  |  | N | N | Ineligible
NE |  | NHL | Stimulator, Electrical, Implanted, For Parkinsonian Symptoms | 3 |  | N | N |  |  | 2 | Bilateral stimulation of the internal globus pallidus (GPi) or the subthalamic nucleus (STN) using Medtronic Activa Parkinson's Control Therapy is indicated for adjunctive therapy in reducing some of the symptoms of advanced, levodopa-responsive Parkinsons disease that are not adequately controlled with medication. |  |  |  | Y | N | Ineligible
NE |  | NJE | Intracranial Neurovascular Stent |  |  | N | N |  |  | 6 | An intracranial neurovascular stent is a tubular device placed in the blood vessel of the intracranial cavity to treat a vascular abnormality. It differs from other stents in that it is intended for intracranial use. |  |  |  | Y | N | Ineligible
NE |  | NPE | Material, Embolization, Neurovascular, Polymerizing Or Precipitating | 3 |  | N | N |  |  | 2 | This is an neurovascular embolization device which is placed in a blood vessel to permanently obstruct blood flow to an aneurysm or other vascular malformation. It is unlike the coil or particulate embolization devices in that it polymerizes or precipitates in situ. Particulate or coil-based embolic agents are delivered in pre-formed shapes and configurations. |  |  |  | N | Y | Ineligible
NE |  | NQR | Sealant, Dural | 3 |  | N | N |  |  | 2 | Dural sealants are devices intended to aid in preventing cerebrospinal fluid leakage through suture-approximated dural wound edges. The sealant is sprayed or layered onto sutured dural wound edges and allowed to polymerize in place. |  |  |  | Y | Y | Ineligible
NE |  | NZK | Stimulator, Low Electric Field, Tumor Treatment | 3 |  | N | N |  |  | 2 | Intended to treat tumors by application of low electic fields and indicated for treatment of recurrent glioblastoma multiforme (gbm) in patients who have received maximum standard therapy with continued disease progress, as defined by tumor growth or decline in neurological status. | The device consists of sets of contact electrodes that are applied to the patient's shaved head, a connecting cable and a belt mounted control box and signal generator. The sets are 3 electrodes each adn there can be 2 or 3 sets used at a time. | This is a battery powered device. Electric fields that alter thier polarity at a frequency near 200kHz with an intensity near 0.7 V/cm are continuosly applied to the target tumor 24 hours a day for 6 months at a time. This electric field creates, during mitosis process, disruption of the microtubules due to the focussing effect of the narrow neck of the dividing cell. | The device is currently used only on the human head. | N | Y | Ineligible
NE |  | OBA | Polymerizing, Neurovascular Embolization Material |  |  | N | N |  |  | 6 | The neurovascular embolization device is placed in a blood vessel to permanenty obstruct blood flow to an intracranial aneurysm or other vascular malformation. The device polymerizes or precipitates in situ. | the embolization agent is dissolved in DMSO (dimethyl sulfoxide, an organic solvent); ethylene vinyl alcohol co-polymer (EVOH, the embolization agent) upon contact with aqueous solutions such as blood or saline, precipitates in situ forming a spongy/solid embolus - the micro-catheter is threaded up through the femoral artery into the brain and to the site of the aneurysm. The embolic solution (EVOH plus DMSO) is slowly infused, and thereby the material precipitates. | intravascular embolization | intracranial aneurysms as specified by indication statement | Y | Y | Ineligible
NE |  | OLM | Deep Brain Stimulator For Obsessive Compulsive Disorder (Ocd) |  |  | N | N |  |  | 6 | The device is indicated for bilateral stimulation of the anterior limb of the internal capsule, this device is indicated as an adjunct to medications and as an alternative to anterior capsulotomy for treatment of chronic, severe, treatment-resistant Obsessive Compulsive Disorder (OCD) in adult patients who have failed at least three Selective Serotonin Reuptake Inhibitors (SSRIs). | Electrodes, extension and IPG | Deep brain stimulation | Anterior limb of the internal capsule in the brain | Y | N | Ineligible
NE |  | OPR | Intrasaccular Flow Disruption Device | 3 |  | N | N |  |  | 2 | An intrasaccular flow disruption device is intended for use to treat wide-neck intracranial aneurysms in the neurovasculature through an endovascular approach. | A metal mesh-like implant attached to a delivery system. | An intrasaccular flow disruption device is a prescription use only device used to treat wide-neck intracranial aneurysms. The device is delivered into the neurovasculature with an endovascular approach, implanted within the sac of the intracranial aneurysm, and covers the neck of the intracranial aneurysm to obstruct blood from entering the intracranial aneurysm sac. | Neurovasculature, intracranial aneurysms. | Y | N | Ineligible
NE |  | OUT | Intracranial Aneurysm Flow Diverter | 3 |  | N | N |  |  | 2 | Treatment of wide-necked and larger or giant intracranial aneurysms. | metallic | interventional | neurovasculature | Y | N | Ineligible
NE |  | OUU | Polymeric Neurovascular Embolization |  |  | N | N |  |  | 6 | Treatment of intracranial aneurysms | Polymer | Neurointerventional | Neurovasculature | Y | N | Ineligible
NE |  | OVC | Headframe |  | 3 | Y | N |  |  | 3 | To enhance mechanical thrombus dissolution and acceleration of thrombolysis in patients suffering acute ischemic stroke. | made of mostly plastic and has an adjustable frame | Uses ultrasound transducers mounted on a headframe to deliver transcranial ultrasound at diagnostic levels. | Head | N | N | Eligible
NE |  | OZJ | Inhibitor, Postoperative Fibrosis (Adhesion Barrier) |  | 3 | N | N |  |  | 3 | The device is designed to coat surfaces exposed in tendon and peripheral nerve surgery, in order to form a temporary mechanical barrier that separates tissues for the purpose of reducing fibrosis and reducing the formation of adhesions. | The gel is a sterile, absorbable, isotonic combination of sodium carboxymethylcellulose (CMC) and polyethylene oxide (PEO) with calcium chloride and sodium chloride in sterile water for injection. | The product is applied to coat the surgically traumatized tissue and surrounding area. The gel remains at the site of application for a period of time, providing a barrier to adhesion formation during the healing process. The material is absorbed. It does not require a second operation for removal. | The product is designed to coat surfaces exposed in tendon and peripheral nerve surgery, in order to form a temporary mechanical barrier that separates tissues. | N | N | Eligible
NE |  | PAX | Surgical Kit |  |  | N | N |  |  | 6 | For creating arteriotomies during an intracranial vascular bypass procedure in patients 13 years of age or older with an aneurysm or a skull base tumor affecting a large [> 2.5 mm], intracranial artery that failed balloon test occlusion, cannot be sacrificed, or cannot be treated with conventional means due to local anatomy or complexity. | Arteriotomy SystemHUD and extension tubing for connection to a vacuum source. It is comprised of the catheter and the rings. The Elana Surgical KitHUD should only be used with the US legally marketed Spectranetics XeCl (Xenon-Chloride) Excimer Laser System, Model CVX-300. | The surgeon attaches the ring with the donor graft to the artery wall using a fine suture. Apply suction. For about 2 minutes the catheter tip should be held in steady contact with the artery wall. After the two minutes, the Excimer laser is activated). A train of pulses is delivered. When 200 pulses are delivered, the laser will stop automatically. The surgeon slowly removes the catheter and checks for a retrograde blood flow through the donor graft before occluding it. | Neurovascular arteries | N | N | Ineligible
NE |  | PCQ | Inhibitor, Postoperative Fibrosis (Spine Adhesion Barrier) |  | 3 | N | N |  |  | 3 | Intended for use as a mechanical barrier to adhesion formation. | The gel is a sterile, absorbable, isotonic combination of sodium carboxymethylcellulose (CMC) and polyethylene oxide (PEO) with calcium chloride and sodium chloride in sterile water for injection. A syringe and applicator are provided to deliver the gel. | The product is applied to coat the surgically traumatized tissue and surrounding area. The gel remains at the site of application for a period of time, providing a barrier to adhesion formation during the healing process. The material is absorbed. It does not require a second operation for removal. | Neural tissues in the spine. | N | N | Eligible
NE |  | PFN | Implanted Brain Stimulator For Epilepsy | 3 |  | N | N |  |  | 2 | For the treatment of epilepsy. | The main components of the device include implanted leads (depth and cortical), implanted neurostimulator, and external programmers. | Uses an implanted neurostimulator to sense ECoG activity and provide stimulation to depth and/or cortical leads. | seizure focii in the brain | Y | N | Ineligible
NE |  | PJS | Stimulator, Electrical, Implanted, For Essential Tremor | 3 |  | N | N |  |  | 2 | Deep Brain Stimulation for the treatment of essential tremor | System components include implantable pulse generator, leads, extensions, patient programmer, and charger | Implantable pulse generator will produce electrical pulses which will stimulate deep brain structures through electrodes on leads. | Deep Brain Structures | Y | N | Ineligible
NE |  | PMP | Dorsal Root Ganglion Stimulator For Pain Relief | 3 |  | N | N |  |  | 2 | Stimulation of the dorsal root ganglion for the treatment of chronic, intractable pain of the lower limbs. | Main components include implanted leads, implanted neurostimulator, and external programmers | Uses electrical stimulation to the dorsal root ganglion to relieve chronic, intractable pain | dorsal root ganglion | Y | N | Ineligible
NE |  | POH | Mr-Guided Focused Ultrasound System | 3 |  | N | N |  |  | 2 | An MR-Guided Focused Ultrasound System is intended to use high intensity focused ultrasound (HiFU) to heat and ablate soft tissue in the brain to treat neurological disorders. MR imaging and thermal mapping are used to plan and monitor the use of the device during the procedure. | Transducer Array, Computer Workstation, Water Chiller, MR Table | Device uses high frequency ultrasound to heat and ablate soft tissue. | Brain | N | N | Ineligible
NE |  | QCA | Intracranial Coil-Assist Stent | 3 |  | N | N |  |  | 2 | An intracranial coil-assist stent is a tubular device placed in an artery in the brain to assist in the placement and retention of embolic coils for the treatment of wide-neck intracranial aneurysms. | The device is a tubular mesh permanent implant that is attached to a delivery wire. | The device provides mechanical support for embolic coils that are placed into the aneurysm for treatment. The device prevents coils from prolapsing into the vessel lumen. The device is implanted using minimally invasive endovascular techniques. | Neurovasculature | Y | N | Ineligible
NE |  | QLK | Stimulator, Neuromuscular, Lower Back Muscles, Totally Implanted For Pain Relief | 3 |  | N | N |  |  | 2 | Stimulation of nerves that innervate muscles to treat or aid in the management of chronic, intractable lower back pain. | Main components include implanted leads, implanted neurostimulator, and external programmers | Electrical stimulation of nerves that innervate the muscle to provide chronic, intractable lower back pain relief | Nerves that innervate specific muscles groups. | Y | N | Ineligible
NE |  | QRB | Stimulator, Spinal-Cord, Totally Implanted For Relief Of Pain Due To Diabetic Neuropathy | 3 |  | N | N |  |  | 2 | To relieve pain in patients with diabetic neuropathy | Pulse generator, leads, accessories, software | An implantable pulse generator provides electrical stimulation to the spinal cord using implanted leads, resulting in pain relief | Spinal cord | Y | N | Ineligible
NE |  | QTK | Temporary Percutaneous Transluminal Cerebral Artery Dilatation Device |  |  | N | N |  |  | 6 | Used to temporarily dilate and increase the diameter of cerebral arteries experiencing symptomatic vasospasm | The device is composed of a self-expanding stent-like component affixed to the end of a pusher wire. | The device is delivered percutaneously to the target artery in the neurovasculature. The stent-like component of the device temporarily dilates and expands the diameter of the cerebral artery experiencing symptomatic vasospasm to improve blood flow. The device is removed from the body at the end of the procedure. | Neurovasculature | N | N | Ineligible
NE |  | SAZ | Stimulator, Nerve Terminus, Totally Implanted For Chronic Intractable Post-Amputation Pain Of The Lower Limb | 3 |  | N | N |  |  | 2 | As an aid in the management of chronic intractable phantom limb post amputation pain and pain in the residual limb post amputation. | Main components include implanted leads, implanted neurostimulator, and external programmers and external controller | Uses electrical stimulation to stimulate the nerve terminus or neuroma | Nerve terminus or neuroma at amputated limb | Y | N | Ineligible
NE |  | SFJ | Vagus Nerve Stimulator For Rheumatoid Arthritis | 3 |  | N | N |  |  | 2 | Implantable vagus nerve stimulator for Rheumatoid Arthritis | Small implanted stimulator module directly placed in contact with the vagus nerve surface, and a wireless charging/programming unit that externally communicates with the implanted component. Software application also used to configure the wireless charger/programmer | Applies electrical stimulation to the vagus nerve in order to activate an immune system reflex and stop inflammatory processes | On the vagus nerve in the neck, and the external neck surface for charger/programming component | Y | N | Ineligible
NE |  | SGF | Dural Arteriovenous Fistula Liquid Embolic |  |  | N | N |  |  | 6 | Indicated for use in the treatment of intracranial dural arteriovenous fistulas. | Liquid | Liquid embolic devices for treatment of dural arteriovenous fistulas are injected into the fistula and harden in place to stop blood flow. | Blood vessels on the dura of the brain. | Y | N | Ineligible
NE |  | SGS | Deep Brain Stimulation For The Treatment Of Dystonia | 3 |  | N | N |  |  | 2 | To stimulate deep brain structure to manage dystonia symptoms | System components include implantable pulse generator, leads, extensions, patient programmer, and charger | Implantable pulse generator will produce electrical pulses which will stimulate deep brain structures through electrodes on leads. | Deep Brain Structures | Y | N | Ineligible
NE |  | SGU | Neurovascular Liquid Embolic Agent | 3 |  | N | N |  |  | 2 | Arterial occlusion of the middle meningeal artery for treatment of symptomatic subdural hematoma. | Fluid | The agent is delivered to the middle meningeal artery where it remains in place to occlude the artery and prevent further blood flow through the artery. | Middle meningeal artery | Y | Y | Ineligible
OB | CH | LNW | Paper, Obstetric Ph | 1 |  | N | N |  | 862.155 | 4 |  |  |  |  | N | N | Eligible
OB | CV | NAJ | Agents, Embolic, For Treatment Of Uterine Fibroids | 2 |  | N | N |  | 870.33 | 1 |  |  |  |  | Y | N | Ineligible
OB | CV | OAC | Plethysmograph, Air Displacement For Body Composition Analysis | 2 |  | N | Y |  | 870.277 | 1 | To measure the total body volume and weight for calculating the estimated body composition (total body fat and total body lean mass). | An air-tight, dual compartment fiberglass and plexiglas chamber that the subject enters | Uses Boyle's law in conjunction with the two precisely-sized compartments to determine the volume occupied by the subject's body. Average total body density is calculated from the weight and volume determined by the device. Empirical equations, as a function of density of known tissue types, are then used to estimate body composition parameters. | whole body | N | N | Eligible
OB | GU | PSI | Perineal Irrigation Kit | 2 |  | N | N |  | 876.598 | 7 | This product code has been established in accordance with the May 20, 1997, guidance entitled, convenience kits interim regulatory guidance, found at http://www.fda.gov/downloads/MedicalDevices/DeviceRegulationandGuidance/GuidanceDocuments/ucm080217.pdf. This type of convenience kit, as listed in the guidance above, is under enforcement discretion, and does not require a premarket notification (510(k)) to market if it meets all criteria in the guidance. | This product code has been established in accordance with the May 20, 1997, guidance entitled, convenience kits interim regulatory guidance, found at http://www.fda.gov/downloads/MedicalDevices/DeviceRegulationandGuidance/GuidanceDocuments/ucm080217.pdf. This type of convenience kit, as listed in the guidance above, is under enforcement discretion, and does not require a premarket notification (510(k)) to market if it meets all criteria in the guidance. | This product code has been established in accordance with the May 20, 1997, guidance entitled, convenience kits interim regulatory guidance, found at http://www.fda.gov/downloads/MedicalDevices/DeviceRegulationandGuidance/GuidanceDocuments/ucm080217.pdf. This type of convenience kit, as listed in the guidance above, is under enforcement discretion, and does not require a premarket notification (510(k)) to market if it meets all criteria in the guidance. | This product code has been established in accordance with the May 20, 1997, guidance entitled, convenience kits interim regulatory guidance, found at http://www.fda.gov/downloads/MedicalDevices/DeviceRegulationandGuidance/GuidanceDocuments/ucm080217.pdf. This type of convenience kit, as listed in the guidance above, is under enforcement discretion, and does not require a premarket notification (510(k)) to market if it meets all criteria in the guidance. | N | N | Ineligible
OB | GU | QHC | Instrument, Biopsy, Core, Soft Tissue, Female Reproductive Organs | 2 |  | N | N |  | 876.1075 | 1 | Obtain core soft tissue biopsy samples of internal female reproductive organs such as uterus, ovaries, and retroperitoneal lymph nodes. | Metal needle and cannula. | Manual rotation of needle and cannula to remove soft tissue for biopsy samples. | Internal female reproductive organs (uterus, ovaries, retroperitoneal lymph nodes. | N | N | Ineligible
OB | OB | FHG | Bell, Circumcision | 2 |  | N | N |  | 884.453 | 1 |  |  |  |  | N | N | Eligible
OB | OB | FHJ | Shield, Circumcision | 2 |  | N | N |  | 884.453 | 1 |  |  |  |  | N | N | Eligible
OB | OB | HCY | Curette, Uterine | 1 |  | N | N |  | 884.453 | 4 |  |  |  |  | N | N | Eligible
OB | OB | HCZ | Forceps, Surgical, Gynecological | 2 |  | N | Y |  | 884.453 | 1 |  |  |  |  | N | N | Eligible
OB | OB | HDA | Forceps, Obstetrical | 2 |  | N | N |  | 884.44 | 4 |  |  |  |  | N | N | Eligible
OB | OB | HDB | Extractor, Vacuum, Fetal | 2 |  | N | Y |  | 884.434 | 1 |  |  |  |  | N | N | Ineligible
OB | OB | HDC | Tenaculum, Uterine | 2 |  | N | Y |  | 884.453 | 1 |  |  |  |  | N | N | Eligible
OB | OB | HDD | Table, Obstetrical, Ac-Powered (And Accessories) | 2 |  | N | N |  | 884.49 | 4 |  |  |  |  | N | N | Eligible
OB | OB | HDE | Hook, Fibroid, Gynecological | 1 |  | N | N |  | 884.452 | 4 |  |  |  |  | N | N | Eligible
OB | OB | HDF | Speculum, Vaginal, Metal | 1 |  | N | N |  | 884.452 | 4 |  |  |  |  | N | N | Eligible
OB | OB | HDG | Speculum, Vaginal, Metal, Fiberoptic | 1 |  | N | N |  | 884.452 | 4 |  |  |  |  | N | N | Eligible
OB | OB | HDH | Needle, Cerclage, Gynecological | 1 |  | N | N |  | 884.453 | 4 |  |  |  |  | N | N | Eligible
OB | OB | HDI | Hook, Destructive, Obstetrical | 2 |  | N | Y |  | 884.45 | 1 |  |  |  |  | N | N | Ineligible
OB | OB | HDJ | Scissors, Umbilical | 1 |  | N | N |  | 884.452 | 4 |  |  |  |  | N | N | Eligible
OB | OB | HDK | Scissors, Episiotomy | 1 |  | N | N |  | 884.452 | 4 |  |  |  |  | N | N | Eligible
OB | OB | HDL | Retractor, Vaginal | 1 |  | N | N |  | 884.452 | 4 |  |  |  |  | N | N | Eligible
OB | OB | HDM | Packer, Uterine | 1 |  | N | N |  | 884.452 | 4 |  |  |  |  | N | N | Eligible
OB | OB | HDN | Dilator, Cervical, Expandable | 3 |  | N | N |  | 884.425 | 2 | Call for PMAs to be filed by 12/26/96 per 61 FR 50708 on 9/27/96 |  |  |  | N | N | Ineligible
OB | OB | HDO | Valve, Tubal Occlusion | 3 |  | N | N |  | 884.538 | 2 | Call for PMAs 12/30/87 (52 FR 36883 10/1/87)) |  |  |  | Y | N | Ineligible
OB | OB | HDP | Elevator, Uterine | 2 |  | N | Y |  | 884.453 | 1 |  |  |  |  | N | N | Eligible
OB | OB | HDQ | Dilator, Cervical, Fixed Size | 1 |  | N | N |  | 884.453 | 4 |  |  |  |  | N | N | Eligible
OB | OB | HDR | Cap, Cervical | 2 |  | N | Y |  | 884.525 | 1 |  |  |  |  | N | N | Eligible
OB | OB | HDT | Device, Intrauterine, Contraceptive And Introducer | 3 |  | N | N |  | 884.536 | 2 | Called for PMAs in FR 5/5/86 PMAs to be filed by 8/4/86 |  |  |  | Y | N | Ineligible
OB | OB | HDW | Diaphragm, Contraceptive (And Accessories) | 2 |  | N | Y |  | 884.535 | 1 |  |  |  |  | N | N | Eligible
OB | OB | HDX | Dilator, Vaginal | 2 |  | N | Y |  | 884.39 | 1 |  |  |  |  | N | N | Eligible
OB | OB | HDY | Dilator, Cervical, Hygroscopic-Laminaria | 2 |  | N | Y |  | 884.426 | 1 |  |  |  |  | N | N | Eligible
OB | OB | HDZ | Knife, Cervical Cone | 2 |  | N | Y |  | 884.453 | 1 |  |  |  |  | N | N | Eligible
OB | OB | HEB | Tampon, Menstrual, Unscented | 2 |  | N | Y |  | 884.547 | 1 | An unscented menstrual tampon is a plug made of cellulosic or synthetic material that is inserted into the vagina and used to absorb menstrual fluid or other vaginal discharge. |  |  |  | N | N | Ineligible
OB | OB | HEC | Insufflator, Vaginal | 1 |  | N | N |  | 884.592 | 4 |  |  |  |  | N | N | Eligible
OB | OB | HED | Douche Apparatus, Vaginal, Therapeutic | 1 |  | N | N |  | 884.59 | 4 |  |  |  |  | N | N | Eligible
OB | OB | HEE | Set, Anesthesia, Paracervical | 2 |  | N | Y |  | 884.51 | 1 |  |  |  |  | N | N | Eligible
OB | OB | HEG | Set, Anesthesia, Pudendal | 2 |  | N | Y |  | 884.51 | 1 |  |  |  |  | N | N | Eligible
OB | OB | HEH | Chamber, Decompression, Abdominal | 3 |  | N | N |  | 884.5225 | 2 |  |  |  |  | N | N | Ineligible
OB | OB | HEI | Monitor, Heart-Valve Movement, Fetal, Ultrasonic | 2 |  | N | Y |  | 884.266 | 1 |  |  |  |  | N | N | Ineligible
OB | OB | HEJ | Monitor, Hemic Sound, Ultrasonic | 2 |  | N | Y |  | 884.266 | 1 |  |  |  |  | N | N | Ineligible
OB | OB | HEK | Monitor, Heart Sound, Fetal, Ultrasonic | 2 |  | N | Y |  | 884.266 | 1 |  |  |  |  | N | N | Ineligible
OB | OB | HEL | Monitor, Heart Rate, Fetal, Ultrasonic | 2 |  | N | Y |  | 884.266 | 1 |  |  |  |  | N | N | Ineligible
OB | OB | HEM | Imager, Ultrasonic Obstetric-Gynecologic | 2 |  | N | Y |  | 884.2225 | 1 |  |  |  |  | N | N | Ineligible
OB | OB | HEN | Caliper, Fetal Head, Ultrasonic | 2 |  | N | Y |  | 884.2225 | 1 |  |  |  |  | N | N | Eligible
OB | OB | HEO | Analyzer, Data, Obstetric | 3 |  | N | N |  | 884.205 | 2 | Call for PMAs to be filed by 10/3/00 per 65 FR 41332 on 7/5/00 |  |  |  | N | N | Ineligible
OB | OB | HEP | Monitor, Blood-Flow, Ultrasonic | 2 |  | N | Y |  | 884.266 | 1 |  |  |  |  | N | N | Ineligible
OB | OB | HEQ | Monitor, Pressure, Arterial, Fetal, Ultrasonic | 2 |  | N | Y |  | 884.266 | 1 |  |  |  |  | N | N | Ineligible
OB | OB | HER | Pelvimeter, External | 1 |  | N | N |  | 884.452 | 4 |  |  |  |  | N | N | Eligible
OB | OB | HES | Insufflator, Carbon-Dioxide, Uterotubal (And Accessories) | 2 |  | N | Y |  | 884.13 | 1 |  |  |  |  | N | N | Eligible
OB | OB | HET | Laparoscope, Gynecologic (And Accessories) | 2 |  | N | N |  | 884.172 | 1 |  |  |  |  | N | N | Ineligible
OB | OB | HEW | Culdoscope (And Accessories) | 2 |  | N | N |  | 884.164 | 1 |  |  |  |  | N | N | Ineligible
OB | OB | HEX | Colposcope (And Colpomicroscope) | 2 |  | N | Y |  | 884.163 | 1 |  |  |  |  | N | N | Eligible
OB | OB | HEZ | Endoscope, Transcervical (Amnioscope)(And Accessories) | 2 |  | N | Y |  | 884.166 | 1 |  |  |  |  | N | N | Eligible
OB | OB | HFA | Amnioscope, Transabdominal (Fetoscope) (And Accessories) |  |  | N | N |  | 884.16 | 6 |  |  |  |  | N | N | Eligible
OB | OB | HFB | Forceps, Biopsy, Gynecological | 1 |  | N | N |  | 884.453 | 4 |  |  |  |  | N | N | Eligible
OB | OB | HFC | Aspirator, Endocervical | 2 |  | N | Y |  | 884.105 | 1 |  |  |  |  | N | N | Eligible
OB | OB | HFD | Washer, Endometrial | 2 |  | N | Y |  | 884.1185 | 1 |  |  |  |  | N | N | Eligible
OB | OB | HFE | Brush, Endometrial | 2 |  | N | Y |  | 884.11 | 1 |  |  |  |  | N | N | Eligible
OB | OB | HFF | Aspirator, Endometrial | 2 |  | N | Y |  | 884.106 | 1 |  |  |  |  | N | N | Eligible
OB | OB | HFG | Coagulator, Laparoscopic, Unipolar (And Accessories) | 2 |  | N | Y |  | 884.416 | 1 |  |  |  |  | N | N | Eligible
OB | OB | HFH | Coagulator, Hysteroscopic (And Accessories) | 2 |  | N | Y |  | 884.416 | 1 |  |  |  |  | N | N | Eligible
OB | OB | HFI | Coagulator, Culdoscopic (And Accessories) | 2 |  | N | Y |  | 884.416 | 1 |  |  |  |  | N | N | Eligible
OB | OB | HFJ | Prosthesis, Fallopian Tube | 2 |  | N | N |  | 884.365 | 1 |  |  |  |  | Y | N | Eligible
OB | OB | HFK | Mold, Vaginal | 2 |  | N | Y |  | 884.39 | 1 |  |  |  |  | N | N | Eligible
OB | OB | HFL | Drain, Cervical | 2 |  | N | N |  | 884.32 | 4 |  |  |  |  | N | N | Eligible
OB | OB | HFM | Monitor, Uterine Contraction, External (For Use In Clinic) | 2 |  | N | Y |  | 884.272 | 1 |  |  |  |  | N | N | Ineligible
OB | OB | HFN | Transducer, Pressure, Intrauterine | 2 |  | N | Y |  | 884.27 | 1 |  |  |  |  | N | N | Ineligible
OB | OB | HFO | Recorder, Pressure, Intrauterine | 2 |  | N | Y |  | 884.27 | 1 |  |  |  |  | N | N | Ineligible
OB | OB | HFP | Monitor, Phonocardiographic, Fetal | 2 |  | N | Y |  | 884.264 | 1 |  |  |  |  | N | N | Ineligible
OB | OB | HFW | Clamp, Umbilical | 2 |  | N | N |  | 884.453 | 4 |  |  |  |  | N | N | Eligible
OB | OB | HFX | Clamp, Circumcision | 2 |  | N | Y |  | 884.453 | 1 |  |  |  |  | N | N | Eligible
OB | OB | HFY | Band, Tubal Occlusion | 3 |  | N | N |  | 884.538 | 2 | Call for PMAs 12/30/87 (52 FR 36883 10/1/87)) |  |  |  | Y | N | Ineligible
OB | OB | HFZ | Craniotribe | 2 |  | N | Y |  | 884.45 | 1 |  |  |  |  | N | N | Eligible
OB | OB | HGA | Cranioclast | 2 |  | N | Y |  | 884.45 | 1 |  |  |  |  | N | N | Eligible
OB | OB | HGB | Clip, Tubal Occlusion | 3 |  | N | N |  | 884.538 | 2 | Call for PMAs 12/30/87 (52 FR 36883 10/1/87)) |  |  |  | Y | N | Ineligible
OB | OB | HGC | Clamp, Uterine | 1 |  | N | N |  | 884.452 | 4 |  |  |  |  | N | N | Eligible
OB | OB | HGD | Applicator, Vaginal | 1 |  | N | N |  | 884.452 | 4 |  |  |  |  | N | N | Eligible
OB | OB | HGE | Amniotome | 1 |  | N | N |  | 884.453 | 4 |  |  |  |  | N | N | Ineligible
OB | OB | HGF | Source, Abortion Unit, Vacuum | 2 |  | N | Y |  | 884.507 | 1 |  |  |  |  | N | N | Eligible
OB | OB | HGG | Controller, Abortion Unit, Vacuum | 2 |  | N | Y |  | 884.507 | 1 |  |  |  |  | N | N | Ineligible
OB | OB | HGH | Cannula, Suction, Uterine | 2 |  | N | Y |  | 884.507 | 1 |  |  |  |  | N | N | Ineligible
OB | OB | HGI | Electrocautery, Gynecologic (And Accessories) | 2 |  | N | Y |  | 884.412 | 1 |  |  |  |  | N | N | Eligible
OB | OB | HGK | Endoscope, Fetal Blood Sampling (And Accessories) | 2 |  | N | N |  | 884.166 | 1 |  |  |  |  | N | N | Eligible
OB | OB | HGL | Transducer, Ultrasonic, Obstetric | 2 |  | N | Y |  | 884.296 | 1 |  |  |  |  | N | N | Ineligible
OB | OB | HGM | System, Monitoring, Perinatal | 2 |  | N | Y |  | 884.274 | 1 |  |  |  |  | N | N | Ineligible
OB | OB | HGN | Stethoscope, Fetal | 1 |  | N | N |  | 884.29 | 4 |  |  |  |  | N | N | Eligible
OB | OB | HGO | Monitor, Electroencephalographic, Fetal (And Accessories) | 3 |  | N | N |  | 884.262 | 2 | Call for PMAs to be filed by 12/26/96 per 61 FR 50708 on 9/27/96 |  |  |  | N | N | Ineligible
OB | OB | HGP | Electrode, Circular (Spiral), Scalp And Applicator | 2 |  | N | Y |  | 884.2675 | 1 |  |  |  |  | N | N | Ineligible
OB | OB | HGS | Catheter, Intrauterine And Introducer | 2 |  | N | Y |  | 884.27 | 1 |  |  |  |  | N | N | Eligible
OB | OB | HGW | Sampler, Blood, Fetal | 2 |  | N | Y |  | 884.156 | 1 |  |  |  |  | N | N | Eligible
OB | OB | HGX | Pump, Breast, Powered | 2 |  | N | Y |  | 884.516 | 1 |  |  |  |  | N | N | Eligible
OB | OB | HGY | Pump, Breast, Non-Powered | 1 |  | N | N |  | 884.515 | 4 |  |  |  |  | N | N | Eligible
OB | OB | HGZ | Heater, Perineal, Direct Contact | 2 |  | N | N |  | 884.539 | 4 |  |  |  |  | N | N | Eligible
OB | OB | HHA | Heater, Perineal, Radiant, Non-Contact | 2 |  | N | N |  | 884.539 | 4 |  |  |  |  | N | N | Eligible
OB | OB | HHD | Pad, Menstrual, Unscented | 1 |  | N | N |  | 884.5435 | 4 | An unscented menstrual pad which is used to absorb menstrual fluid or other vaginal discharge and is made of common cellulosic and synthetic material with an established safety profile. |  |  |  | N | N | Eligible
OB | OB | HHE | Cup, Menstrual | 2 |  | N | N |  | 884.54 | 4 | A menstrual cup is a receptacle placed in the vagina to collect menstrual flow. |  |  |  | N | N | Eligible
OB | OB | HHF | Remover, Intrauterine Device, Contraceptive, Hook-Type | 1 |  | N | N |  | 884.453 | 4 |  |  |  |  | N | N | Eligible
OB | OB | HHG | Dilator, Cervical, Vibratory | 3 |  | N | N |  | 884.427 | 2 | Call for PMAs to be filed by 12/26/96 per 61 FR 50708 on 9/27/96 |  |  |  | N | N | Ineligible
OB | OB | HHI | System, Abortion, Vacuum | 2 |  | N | Y |  | 884.507 | 1 |  |  |  |  | N | N | Ineligible
OB | OB | HHJ | Locator, Intracorporeal Device, Ultrasonic, Obstetric-Gynecologic | 2 |  | N | Y |  | 884.2225 | 1 |  |  |  |  | N | N | Eligible
OB | OB | HHK | Curette, Suction, Endometrial (And Accessories) | 2 |  | N | Y |  | 884.1175 | 1 |  |  |  |  | N | N | Eligible
OB | OB | HHL | Pad, Menstrual, Scented, Scented-Deodorized | 2 |  | N | N |  | 884.5425 | 4 | Scented or scented-deodorized menstrual pads used to absorb menstrual or other vaginal discharge, including those intended as intralabial pads or reusable menstrual pads. These are made with materials that do not meet the requirements for Class 1 per 21 CFR 884.5425(b). |  |  |  | N | N | Eligible
OB | OB | HHM | Sound, Uterine | 1 |  | N | N |  | 884.453 | 4 |  |  |  |  | N | N | Eligible
OB | OB | HHN | Cleidoclast | 2 |  | N | Y |  | 884.45 | 1 |  |  |  |  | N | N | Ineligible
OB | OB | HHO | Screw, Fibroid, Gynecological | 2 |  | N | Y |  | 884.453 | 1 |  |  |  |  | N | N | Eligible
OB | OB | HHP | Table, Obstetrical, Manual (And Accessories) | 2 |  | N | N |  | 884.49 | 4 |  |  |  |  | N | N | Eligible
OB | OB | HHQ | System, Abortion, Metreurynter-Balloon | 3 |  | N | N |  | 884.505 | 2 | Call for PMAs to be filed by 12/26/96 per 61 FR 50709 on 9/27/96 |  |  |  | N | N | Ineligible
OB | OB | HHR | Laser, Surgical, Gynecologic | 2 |  | N | Y |  | 884.455 | 1 |  |  |  |  | N | N | Ineligible
OB | OB | HHS | Transcervical Contraceptive Tubal Occlusion Device | 3 |  | N | N |  | 884.538 | 2 | Call for PMAs 12/30/87 (52 FR 36883 10/1/87)) |  |  |  | Y | N | Ineligible
OB | OB | HHT | Spatula, Cervical, Cytological | 2 |  | N | Y |  | 884.453 | 1 |  |  |  |  | N | N | Eligible
OB | OB | HHW | Pessary, Vaginal | 2 |  | N | Y |  | 884.3575 | 1 |  |  |  |  | N | N | Eligible
OB | OB | HHX | Holograph, Fetal, Acoustical | 2 |  | N | Y |  | 884.2225 | 1 |  |  |  |  | N | N | Eligible
OB | OB | HIB | Speculum, Vaginal, Nonmetal | 2 |  | N | N |  | 884.453 | 4 |  |  |  |  | N | N | Eligible
OB | OB | HIC | Speculum, Vaginal, Nonmetal, Fiberoptic | 2 |  | N | N |  | 884.453 | 4 |  |  |  |  | N | N | Eligible
OB | OB | HIF | Insufflator, Laparoscopic | 2 |  | N | N |  | 884.173 | 1 |  |  |  |  | N | N | Ineligible
OB | OB | HIG | Insufflator, Hysteroscopic | 2 |  | N | Y |  | 884.17 | 1 |  |  |  |  | N | N | Ineligible
OB | OB | HIH | Hysteroscope (And Accessories) | 2 |  | N | Y |  | 884.169 | 1 |  |  |  |  | N | N | Ineligible
OB | OB | HII | Stimulator, Vaginal, Muscle, Powered, For Therapeutic Use | 3 |  | N | N |  | 884.594 | 2 | Call for PMAs to be filed by 7/12/2000 per 65 FR 19834 on 4/13/00 |  |  |  | N | N | Ineligible
OB | OB | HIL | Tampon, Menstrual, Scented, Scented-Deodorized | 2 |  | N | Y |  | 884.546 | 1 | A scented or scented-deodorized menstrual tampon is a plug made of cellulosic or synthetic material that is inserted into the vagina and used to absorb menstrual fluid or other vaginal discharge. |  |  |  | N | N | Ineligible
OB | OB | HIM | Electrocautery, Endoscopic And Accessories | 2 |  | N | N |  | 884.41 | 1 |  |  |  |  | N | N | Eligible
OB | OB | HIN | Coagulator-Cutter, Endoscopic, Bipolar (And Accessories) | 2 |  | N | Y |  | 884.415 | 1 |  |  |  |  | N | N | Eligible
OB | OB | HIO | Sampler, Amniotic Fluid (Amniocentesis Tray) | 1 |  | N | N |  | 884.155 | 4 |  |  |  |  | N | N | Eligible
OB | OB | HIQ | Electrode, Clip, Fetal Scalp (And Applicator) | 3 |  | N | N |  | 884.2685 | 2 | Call for PMAs to be filed by 12/26/96 per 61 FR 50708 on 9/27/96 |  |  |  | N | N | Ineligible
OB | OB | HIS | Condom | 2 |  | N | Y |  | 884.53 | 1 |  |  |  |  | N | N | Eligible
OB | OB | KNA | Instrument, Manual, Specialized Obstetric-Gynecologic | 2 |  | N | N |  | 884.453 | 1 |  |  |  |  | N | N | Eligible
OB | OB | KNB | Instrument, Destructive, Fetal, Obstetric | 2 |  | N | Y |  | 884.45 | 1 |  |  |  |  | N | N | Ineligible
OB | OB | KNC | Table, Obstetric (And Accessories) | 2 |  | N | N |  | 884.49 | 4 |  |  |  |  | N | N | Eligible
OB | OB | KND | Heater, Perineal | 2 |  | N | N |  | 884.539 | 4 |  |  |  |  | N | N | Eligible
OB | OB | KNE | Set, Anesthesia, Obstetric | 2 |  | N | Y |  | 884.51 | 1 |  |  |  |  | N | N | Eligible
OB | OB | KNF | Coagulator-Cutter, Endoscopic, Unipolar (And Accessories) | 2 |  | N | Y |  | 884.416 | 1 |  |  |  |  | N | N | Eligible
OB | OB | KNG | Monitor, Ultrasonic, Fetal | 2 |  | N | Y |  | 884.266 | 1 |  |  |  |  | N | N | Ineligible
OB | OB | KNH | Laparoscopic Contraceptive Tubal Occlusion Device | 3 |  | N | N |  | 884.538 | 2 | Call for PMAs to be filed by 12/30/87 (52 FR 36883 (10/1/87)) |  |  |  | Y | N | Ineligible
OB | OB | KOH | Instrument, Manual, General Obstetric-Gynecologic | 1 |  | N | N |  | 884.452 | 4 |  |  |  |  | N | N | Eligible
OB | OB | KXN | Monitor, Cardiac, Fetal | 2 |  | N | Y |  | 884.26 | 1 |  |  |  |  | N | N | Eligible
OB | OB | KXO | Monitor, Pressure, Intrauterine | 2 |  | N | Y |  | 884.27 | 1 |  |  |  |  | N | N | Ineligible
OB | OB | KXP | Stent, Vaginal | 2 |  | N | Y |  | 884.39 | 1 |  |  |  |  | N | N | Eligible
OB | OB | KXQ | Vibrator For Therapeutic Use, Genital | 2 |  | N | N |  | 884.596 | 4 |  |  |  |  | N | N | Eligible
OB | OB | LBX | Pelvimeter, Internal | 2 |  | N | Y |  | 884.453 | 1 |  |  |  |  | N | N | Eligible
OB | OB | LHZ | Viscometer, Mucus, Cervical | 1 |  | N | N |  | 884.104 | 4 |  |  |  |  | N | N | Eligible
OB | OB | LKF | Cannula, Manipulator/Injector, Uterine | 2 |  | N | Y |  | 884.453 | 1 |  |  |  |  | N | N | Ineligible
OB | OB | LLW | Laser, Neodymium:Yag For Gynecologic Use | 2 |  | N | Y |  | 884.455 | 1 |  |  |  |  | N | N | Ineligible
OB | OB | LQK | Home Uterine Activity Monitor | 2 |  | N | N |  | 884.273 | 1 |  |  |  |  | N | N | Ineligible
OB | OB | LTZ | Condom With Nonoxynol-9 | 2 |  | N | Y |  | 884.531 | 1 |  |  |  |  | N | N | Eligible
OB | OB | LZL | Micro-Condom | 3 |  | N | N |  | 884.532 | 2 | Call for PMAs to be filed by 9/12/02 per 67 FR 40849 on 6/14/02 |  |  |  | N | N | Eligible
OB | OB | MBU | Single-Use Internal Condom | 2 |  | N | N |  | 884.534 | 1 | For contraception and/or prophylactic (preventing the transmission of sexually transmitted infections) purposes. At the conclusion of coitus, it is removed and discarded. | A single-use internal condom is a sheath-like device that lines the vaginal or anal wall and is inserted into the vagina or anus prior to the initiation of coitus. | The device is inserted into the vagina or anus. | Vagina or anus | N | N | Ineligible
OB | OB | MDG | System, Intrafallopian Cannula | 2 |  | N | N |  | 884.453 | 1 |  |  |  |  | N | N | Eligible
OB | OB | MFD | Cannula, Intrauterine Insemination | 2 |  | N | N |  | 884.525 | 1 |  |  |  |  | N | N | Eligible
OB | OB | MKO | Falloposcope | 2 |  | N | N |  | 884.169 | 1 |  |  |  |  | N | N | Eligible
OB | OB | MLS | Labor And Delivery Kit | 2 |  | N | N |  | 884.453 | 7 | This product code has been established in accordance with the May 20, 1997, Guidance entitled, Convenience Kits Interim Regulatory Guidance, found at www.fda.gov/cdrh/ode/convkit.html. This type of convenience kit, as listed in the guidance above, is under enforcement discretion, and does not require a premarket notification (510(k)) to market if it meets all criteria in the guidance | This product code has been established in accordance with the May 20, 1997, Guidance entitled, Convenience Kits Interim Regulatory Guidance, found at www.fda.gov/cdrh/ode/convkit.html. This type of convenience kit, as listed in the guidance above, is under enforcement discretion, and does not require a premarket notification (510(k)) to market if it meets all criteria in the guidance | This product code has been established in accordance with the May 20, 1997, Guidance entitled, Convenience Kits Interim Regulatory Guidance, found at www.fda.gov/cdrh/ode/convkit.html. This type of convenience kit, as listed in the guidance above, is under enforcement discretion, and does not require a premarket notification (510(k)) to market if it meets all criteria in the guidance | This product code has been established in accordance with the May 20, 1997, Guidance entitled, Convenience Kits Interim Regulatory Guidance, found at www.fda.gov/cdrh/ode/convkit.html. This type of convenience kit, as listed in the guidance above, is under enforcement discretion, and does not require a premarket notification (510(k)) to market if it meets all criteria in the guidance | N | N | Eligible
OB | OB | MLT | Pelvic Exam Kit | 2 |  | N | N |  | 884.453 | 7 | This product code has been established in accordance with the May 20, 1997, Guidance entitled, Convenience Kits Interim Regulatory Guidance, found at www.fda.gov/cdrh/ode/convkit.html. This kit, as described in the guidance above, is under enforcement discretion, and does not require a premarket notification (510(k)) to market. | This product code has been established in accordance with the May 20, 1997, Guidance entitled, Convenience Kits Interim Regulatory Guidance, found at www.fda.gov/cdrh/ode/convkit.html. This kit, as described in the guidance above, is under enforcement discretion, and does not require a premarket notification (510(k)) to market. | This product code has been established in accordance with the May 20, 1997, Guidance entitled, Convenience Kits Interim Regulatory Guidance, found at www.fda.gov/cdrh/ode/convkit.html. This kit, as described in the guidance above, is under enforcement discretion, and does not require a premarket notification (510(k)) to market. | This product code has been established in accordance with the May 20, 1997, Guidance entitled, Convenience Kits Interim Regulatory Guidance, found at www.fda.gov/cdrh/ode/convkit.html. This kit, as described in the guidance above, is under enforcement discretion, and does not require a premarket notification (510(k)) to market. | N | N | Eligible
OB | OB | MOH | Monitor, Heart Rate, Fetal, Non-Stress Test (Home Use) | 2 |  | N | N |  | 884.273 | 1 |  |  |  |  | N | N | Ineligible
OB | OB | MOK | Vaginoscope And Accessories | 2 |  | N | Y |  | 884.163 | 1 |  |  |  |  | N | N | Eligible
OB | OB | MOL | Condom, Synthetic | 2 |  | N | Y |  | 884.53 | 1 |  |  |  |  | N | N | Eligible
OB | OB | MOV | Catheters, Salpingography | 2 |  | N | Y |  | 884.453 | 1 |  |  |  |  | N | N | Eligible
OB | OB | MPT | Contraception Calculator | 2 |  | N | N |  | 884.535 | 1 |  |  |  | . | N | N | Eligible
OB | OB | MPU | Source, Chemiluminescent Light | 2 |  | N | N |  | 884.453 | 1 |  |  |  |  | N | N | Eligible
OB | OB | MQE | Needle, Assisted Reproduction | 2 |  | N | Y |  | 884.61 | 1 |  |  |  |  | N | N | Eligible
OB | OB | MQF | Catheter, Assisted Reproduction | 2 |  | N | Y |  | 884.611 | 1 |  |  |  |  | N | N | Eligible
OB | OB | MQG | Accessory, Assisted Reproduction | 2 |  | N | Y |  | 884.612 | 1 |  |  |  |  | N | N | Eligible
OB | OB | MQH | Microtools, Assisted Reproduction (Pipettes) | 2 |  | N | Y |  | 884.613 | 1 |  |  |  |  | N | N | Eligible
OB | OB | MQI | Microtool Fabrication, Assisted Reproduction | 2 |  | N | Y |  | 884.614 | 1 |  |  |  |  | N | N | Eligible
OB | OB | MQJ | Micromanipulators And Microinjectors, Assisted Reproduction | 2 |  | N | N |  | 884.615 | 4 |  |  |  |  | N | N | Eligible
OB | OB | MQK | Labware, Assisted Reproduction | 2 |  | N | Y |  | 884.616 | 1 |  |  |  |  | N | N | Eligible
OB | OB | MQL | Media, Reproductive | 2 |  | N | N |  | 884.618 | 1 |  |  |  |  | N | N | Eligible
OB | OB | MRX | System, Assisted Reproduction Laser | 2 |  | N | N |  | 884.62 | 1 | This system is inteded to be used to drill a small tangential hole in or to thin the zona pellucida of the embryo in selected in vitro fertilization patients with otherwise poor prognois for successful pregnancy outcome, such as advanced maternal age, prior failed in vitro fertilization procedures, cryopreserved embryos, or abnormal zona pellucida morphology. |  |  |  | N | N | Eligible
OB | OB | MSC | Barrier, Std, Oral Sex | 2 |  | N | Y |  | 884.53 | 1 |  |  |  |  | N | N | Eligible
OB | OB | MTW | System, Water, Reproduction, Assisted, And Purification | 2 |  | N | Y |  | 884.617 | 1 |  |  |  |  | N | N | Eligible
OB | OB | MTX | Microscope And Microscope Accessories, Reproduction, Assisted | 1 |  | N | N |  | 884.619 | 4 |  |  |  |  | N | N | Eligible
OB | OB | NBV | Device, Engorgement, Clitoral | 2 |  | N | N |  | 884.597 | 1 |  |  |  |  | N | N | Eligible
OB | OB | NBZ | Clamp And Cutter, Umbilical | 2 |  | N | N |  | 884.453 | 4 |  |  |  |  | N | N | Eligible
OB | OB | NHM | Sheet, Recording, Breast Examination | 2 |  | N | N |  | 884.299 | 4 | This recording sheet is intended to for clinicians to mark the locationof a palpable breast lump identified by a clinical breast examination. |  |  |  | N | N | Eligible
OB | OB | NKA | System, Documentation, Breast Lesion | 2 |  | N | N |  | 884.299 | 1 | A Breast lesion documentation device is a device for recording and documenting palpable breast lesions detected during a clinical breast exam. |  |  |  | N | N | Eligible
OB | OB | NKC | Tubing/Tubing With Filter, Insufflation, Laparoscopic | 1 |  | N | N |  | 884.173 | 4 |  |  |  |  | N | N | Eligible
OB | OB | NMG | Forceps, Biopsy, Gynecological, Reprocessed | 2 |  | N | Y |  | 884.453 | 1 | Reprocessing validation data for this device type must be included in a 510(k) submission. (70 FR 56911, available at https://www.govinfo.gov/content/pkg/FR-2005-09-29/pdf/05-19510.pdf). |  |  |  | N | N | Eligible
OB | OB | NMH | Laparoscope And Accessories, Gynecologic, Reprocessed | 2 |  | N | Y |  | 884.172 | 1 | A gynecologic laparoscope is a device used to permit direct viewing of the organs within the peritoneum by a telescopic system introduced through the abdominal wall. It is used to perform diagnostic and surgical procedures on the female genital organs. This generic type of device may include: Trocar and cannula, instruments used through an operating channel, scope preheater, light source and cables, and component parts. Reprocessing validation data for this device type must be included in a 510(k) submission. (70 FR 56911, available at https://www.govinfo.gov/content/pkg/FR-2005-09-29/pdf/05-19510.pdf). |  |  |  | N | N | Ineligible
OB | OB | NMI | Laparoscopic Insufflator And Accessories, Reprocessed | 1 |  | N | Y |  | 884.173 | 1 |  |  |  |  | N | N | Ineligible
OB | OB | NNB | Needle, Reproduction, Assisted, Reprocessed | 2 |  | N | Y |  | 884.61 | 1 | Reprocessing validation data for this device type must be included in a 510(k) submission. (70 FR 56911, available at https://www.govinfo.gov/content/pkg/FR-2005-09-29/pdf/05-19510.pdf). |  |  |  | N | N | Eligible
OB | OB | NRC | Pad, Menstrual, Scented, Scented-Deodorized Made Of Common Cellulosic & Synthetic Material W/Established Safety Profile | 1 |  | N | N |  | 884.5425 | 4 | Scented or scented-deodorized menstrual pads used to absorb menstrual or other vaginal discharge, not intended as intralabial pads or reusable menstrual pads. These are made of common cellulosic or synthetic material with an established safety profile. |  |  |  | N | N | Eligible
OB | OB | NUC | Lubricant, Personal | 2 |  | N | Y |  | 884.53 | 1 | This device is a personal lubricant, for penile and/or vaginal application, intended to moisturize and lubricate, to enhance the ease and comfort of intimate sexual activity, and supplement the body's natural lubrication. This product may or may not be compatible with natural rubber latex, polyisoprene, and/or polyurethane condoms. |  |  |  | N | N | Eligible
OB | OB | NUQ | Pad, Menstrual, Reusable | 1 |  | N | N |  | 884.5435 | 4 | A reusable, unscented menstrual pad which is used to absorb menstrual fluid or other vaginal discharge and is made of common cellulosic or synthetic material with an established safety profile. |  |  |  | N | N | Eligible
OB | OB | NUR | Pad, Menstrual, Intralabial | 1 |  | N | N |  | 884.5435 | 4 | An unscented menstrual pad intended as an intralabial pad, which is placed over the vaginal introitus to absorb menstrual fluid or other vaginal discharge and is made of common cellulosic or synthetic material with an established safety profile. |  |  |  | N | N | Eligible
OB | OB | NVT | Tubing And Tubing/Filter Fits | 1 |  | N | N |  | 884.17 | 4 | Tubing and tubing/filter fits are used when there is a need to distend the uterus by filling the uterine cavity with a liquid or gas to facilitate viewing with a hysteroscope. | tubing and tubing/filter fits which only include accessory instruments that are not used to effect intrauterine access, e.g., hysteroscopic introducer sheaths, etc.; and single-use tubing kits used for only intrauterine insufflation. | tubing and tubing/filter fits which only include accessory instruments that are not used to effect intrauterine access | distend the uterine cavity | N | N | Eligible
OB | OB | NWV | Laparoscopic Accessories, Gynecologic | 1 |  | N | N |  | 884.172 | 4 | Exempt laparoscope accessories are non-powered, non-inflatable, simple manual mechanical devices, e.g., cannula, graspers, forceps, dissectors, scissors, etc. A gynecologic laparoscope is a device used to permit direct viewing of the organs within the peritoneum by a telescopic system introduced through the abdominal wall. It is used to perform diagnostic and surgical procedures on the female genital organs. This generic type of device may include: Trocar and cannula, instruments used through an operating channel, scope preheater, light source and cables, and component parts. | Metal instruments | Part of a system where the accessories advance the working channel of the laparoscope to perform it's function. | Abdominal cavity. | N | N | Eligible
OB | OB | NWW | Hysteroscope Accessories | 1 |  | N | N |  | 884.169 | 4 | Exempt hysteroscope accessories are non-powered, non-inflatable, simple manual mechanical devices, e.g., cannula, graspers, forceps, dissectors, scissors, etc. A hysteroscope is a device used to permit direct viewing of the cervical canal and the uterine cavity by a telescopic system introduced into the uterus through the cervix. It is used to perform diagnostic and surgical procedures other than sterilization. This generic type of device may include obturators and sheaths, instruments used through an operating channel, scope preheaters, light sources and cables, and component parts. | Metal instruments | Part of system that advances through the working channel of the hysteroscope to perform it's function. | Uterus | N | N | Eligible
OB | OB | OBB | Kit, Conception-Assist, Home Use | 2 |  | N | N |  | 884.525 | 1 | The kit is intended for assisted insemination in situations in which low sperm count , sperm immobility, or hostile vaginal environment have been diagnosed. The kit is used for semen collection and placement into the bowl of a cervical cap as an aid to conception. It is to be used at home following physician instruction. The Cap should not be left in place for more than 6 hours. The kit consists of: conception (cervical) caps; 3 polyurethane condoms; 24 ovulation predictors; 3 pregnancy test kits; 3 "sperm friendly" moisturizer samples (Pre Lubricant); 1 conception journal; 1 instruction manual; 2 conception wheels (1 in English and 1 in French); 1 medical provider envelope. | The Kit consists of : conception (cervical) caps (1 for practice insertions); 3 polyurethane condoms; 24 ovulation predictors; 3 pregnancy test kits; 3 "sperm friendly" moisturizer samples (Pre Lubricant); 1 conception journal; 1 instruction manual; 2 conception wheels (1 in English and 1 in French); 1 medical provider envelope. All device contents have been previously cleared through pre-market notifications; however, the condom and cervical cap have new indications for use (semen collector and collection cap respectively). | During sexual intercouse, sperm is collected in a polyurethane semen collection device (condom). Immediately thereafter, this sperm is transferred to the bowl of a cervical cap (made of silicone elastomers). This cap is placed on the cervix for up to 6 hours, so as to improve the chances of insemination. | Sperm, uterine horn, vagina and embryo (if any) have the potential to be affected by this device. | N | N | Eligible
OB | OB | OBY | Condom, Female, Animal Tissue | 3 |  | N | N |  | 884.533 | 2 | A female condom is a sheath-like device that lines the vaginal wall and is inserted into the vagina prior to the initiation of coitus. It is indicated for contraceptive and prophylactic (preventing the transmission of sexually transmitted diseases) purposes. | A sheath like device made from animal tissue, with retention mechanisms as to stay in place during coitus. | Provides a thin film barrier to sperm and std microorganisms. | vagina | N | N | Ineligible
OB | OB | OHC | Obstetrical Vacuum Delivery Kit | 2 |  | N | N |  | 884.434 | 7 | This product code has been established in accordance with the may 20, 1997, guidance entitled, convenience kits interim regulatory guidance, found at www.Fda.Gov/cdrh/ode/convkit.Html. This type of convenience kit, as listed in the guidance above, is under enforcement discretion, and does not require a premarket notification (510(k)) to market if it meets all criteria in the guidance. | This product code has been established in accordance with the May 20, 1997, Guidance entitled, Convenience Kits Interim Regulatory Guidance, found at www.fda.gov/cdrh/ode/convkit.html. This type of convenience kit, as listed in the guidance above, is under enforcement discretion, and does not require a premarket notification (510(k)) to market if it meets all criteria in the guidance. | This product code has been established in accordance with the May 20, 1997, Guidance entitled, Convenience Kits Interim Regulatory Guidance, found at www.fda.gov/cdrh/ode/convkit.html. This type of convenience kit, as listed in the guidance above, is under enforcement discretion, and does not require a premarket notification (510(k)) to market if it meets all criteria in the guidance. | This product code has been established in accordance with the May 20, 1997, Guidance entitled, Convenience Kits Interim Regulatory Guidance, found at www.fda.gov/cdrh/ode/convkit.html. This type of convenience kit, as listed in the guidance above, is under enforcement discretion, and does not require a premarket notification (510(k)) to market if it meets all criteria in the guidance. | N | N | Ineligible
OB | OB | OHD | Gynecological Laparoscopic Kit | 2 |  | N | N |  | 884.172 | 7 | This product code has been established in accordance with the may 20, 1997, guidance entitled, convenience kits interim regulatory guidance, found at www.Fda.Gov/cdrh/ode/convkit.Html. This type of convenience kit, as listed in the guidance above, is under enforcement discretion, and does not require a premarket notification (510(k)) to market if it meets all criteria in the guidance. | This product code has been established in accordance with the May 20, 1997, Guidance entitled, Convenience Kits Interim Regulatory Guidance, found at www.fda.gov/cdrh/ode/convkit.html. This type of convenience kit, as listed in the guidance above, is under enforcement discretion, and does not require a premarket notification (510(k)) to market if it meets all criteria in the guidance. | This product code has been established in accordance with the May 20, 1997, Guidance entitled, Convenience Kits Interim Regulatory Guidance, found at www.fda.gov/cdrh/ode/convkit.html. This type of convenience kit, as listed in the guidance above, is under enforcement discretion, and does not require a premarket notification (510(k)) to market if it meets all criteria in the guidance. | This product code has been established in accordance with the May 20, 1997, Guidance entitled, Convenience Kits Interim Regulatory Guidance, found at www.fda.gov/cdrh/ode/convkit.html. This type of convenience kit, as listed in the guidance above, is under enforcement discretion, and does not require a premarket notification (510(k)) to market if it meets all criteria in the guidance. | N | N | Eligible
OB | OB | OHE | Forensic Evidence Sexual Assault Kit | 2 |  | N | N |  | 884.163 | 7 | This product code has been established in accordance with the may 20, 1997, guidance entitled, convenience kits interim regulatory guidance, found at www.Fda.Gov/cdrh/ode/convkit.Html. This type of convenience kit, as listed in the guidance above, is under enforcement discretion, and does not require a premarket notification (510(k)) to market if it meets all criteria in the guidance. | This product code has been established in accordance with the May 20, 1997, Guidance entitled, Convenience Kits Interim Regulatory Guidance, found at www.fda.gov/cdrh/ode/convkit.html. This type of convenience kit, as listed in the guidance above, is under enforcement discretion, and does not require a premarket notification (510(k)) to market if it meets all criteria in the guidance. | This product code has been established in accordance with the May 20, 1997, Guidance entitled, Convenience Kits Interim Regulatory Guidance, found at www.fda.gov/cdrh/ode/convkit.html. This type of convenience kit, as listed in the guidance above, is under enforcement discretion, and does not require a premarket notification (510(k)) to market if it meets all criteria in the guidance. | This product code has been established in accordance with the May 20, 1997, Guidance entitled, Convenience Kits Interim Regulatory Guidance, found at www.fda.gov/cdrh/ode/convkit.html. This type of convenience kit, as listed in the guidance above, is under enforcement discretion, and does not require a premarket notification (510(k)) to market if it meets all criteria in the guidance. | N | N | Eligible
OB | OB | OHF | Culdocentesis Kit | 2 |  | N | N |  | 884.164 | 7 | This product code has been established in accordance with the may 20, 1997, guidance entitled, convenience kits interim regulatory guidance, found at www.Fda.Gov/cdrh/ode/convkit.Html. This type of convenience kit, as listed in the guidance above, is under enforcement discretion, and does not require a premarket notification (510(k)) to market if it meets all criteria in the guidance. | This product code has been established in accordance with the May 20, 1997, Guidance entitled, Convenience Kits Interim Regulatory Guidance, found at www.fda.gov/cdrh/ode/convkit.html. This type of convenience kit, as listed in the guidance above, is under enforcement discretion, and does not require a premarket notification (510(k)) to market if it meets all criteria in the guidance. | This product code has been established in accordance with the May 20, 1997, Guidance entitled, Convenience Kits Interim Regulatory Guidance, found at www.fda.gov/cdrh/ode/convkit.html. This type of convenience kit, as listed in the guidance above, is under enforcement discretion, and does not require a premarket notification (510(k)) to market if it meets all criteria in the guidance. | This product code has been established in accordance with the May 20, 1997, Guidance entitled, Convenience Kits Interim Regulatory Guidance, found at www.fda.gov/cdrh/ode/convkit.html. This type of convenience kit, as listed in the guidance above, is under enforcement discretion, and does not require a premarket notification (510(k)) to market if it meets all criteria in the guidance. | N | N | Eligible
OB | OB | OHG | Circumcision Tray | 2 |  | N | N |  | 884.453 | 7 | This product code has been established in accordance with the may 20, 1997, guidance entitled, convenience kits interim regulatory guidance, found at www.Fda.Gov/cdrh/ode/convkit.Html. This type of convenience kit, as listed in the guidance above, is under enforcement discretion, and does not require a premarket notification (510(k)) to market if it meets all criteria in the guidance. | This product code has been established in accordance with the May 20, 1997, Guidance entitled, Convenience Kits Interim Regulatory Guidance, found at www.fda.gov/cdrh/ode/convkit.html. This type of convenience kit, as listed in the guidance above, is under enforcement discretion, and does not require a premarket notification (510(k)) to market if it meets all criteria in the guidance. | This product code has been established in accordance with the May 20, 1997, Guidance entitled, Convenience Kits Interim Regulatory Guidance, found at www.fda.gov/cdrh/ode/convkit.html. This type of convenience kit, as listed in the guidance above, is under enforcement discretion, and does not require a premarket notification (510(k)) to market if it meets all criteria in the guidance. | This product code has been established in accordance with the May 20, 1997, Guidance entitled, Convenience Kits Interim Regulatory Guidance, found at www.fda.gov/cdrh/ode/convkit.html. This type of convenience kit, as listed in the guidance above, is under enforcement discretion, and does not require a premarket notification (510(k)) to market if it meets all criteria in the guidance. | N | N | Eligible
OB | OB | OHH | Breast Pump Kit | 2 |  | N | N |  | 884.516 | 7 | This product code has been established in accordance with the may 20, 1997, guidance entitled, convenience kits interim regulatory guidance, found at www.Fda.Gov/cdrh/ode/convkit.Html. This type of convenience kit, as listed in the guidance above, is under enforcement discretion, and does not require a premarket notification (510(k)) to market if it meets all criteria in the guidance. | This product code has been established in accordance with the May 20, 1997, Guidance entitled, Convenience Kits Interim Regulatory Guidance, found at www.fda.gov/cdrh/ode/convkit.html. This type of convenience kit, as listed in the guidance above, is under enforcement discretion, and does not require a premarket notification (510(k)) to market if it meets all criteria in the guidance. | This product code has been established in accordance with the May 20, 1997, Guidance entitled, Convenience Kits Interim Regulatory Guidance, found at www.fda.gov/cdrh/ode/convkit.html. This type of convenience kit, as listed in the guidance above, is under enforcement discretion, and does not require a premarket notification (510(k)) to market if it meets all criteria in the guidance. | This product code has been established in accordance with the May 20, 1997, Guidance entitled, Convenience Kits Interim Regulatory Guidance, found at www.fda.gov/cdrh/ode/convkit.html. This type of convenience kit, as listed in the guidance above, is under enforcement discretion, and does not require a premarket notification (510(k)) to market if it meets all criteria in the guidance. | N | N | Eligible
OB | OB | OHL | Pap Smear Kit | 2 |  | N | N |  | 884.453 | 7 | This product code has been established in accordance with the may 20, 1997, guidance entitled, convenience kits interim regulatory guidance, found at www.Fda.Gov/cdrh/ode/convkit.Html. This type of convenience kit, as listed in the guidance above, is under enforcement discretion, and does not require a premarket notification (510(k)) to market if it meets all criteria in the guidance. | This product code has been established in accordance with the May 20, 1997, Guidance entitled, Convenience Kits Interim Regulatory Guidance, found at www.fda.gov/cdrh/ode/convkit.html. This type of convenience kit, as listed in the guidance above, is under enforcement discretion, and does not require a premarket notification (510(k)) to market if it meets all criteria in the guidance. | This product code has been established in accordance with the May 20, 1997, Guidance entitled, Convenience Kits Interim Regulatory Guidance, found at www.fda.gov/cdrh/ode/convkit.html. This type of convenience kit, as listed in the guidance above, is under enforcement discretion, and does not require a premarket notification (510(k)) to market if it meets all criteria in the guidance. | This product code has been established in accordance with the May 20, 1997, Guidance entitled, Convenience Kits Interim Regulatory Guidance, found at www.fda.gov/cdrh/ode/convkit.html. This type of convenience kit, as listed in the guidance above, is under enforcement discretion, and does not require a premarket notification (510(k)) to market if it meets all criteria in the guidance. | N | N | Eligible
OB | OB | OHM | Cesarean Section Tray | 2 |  | N | N |  | 884.172 | 7 | This product code has been established in accordance with the may 20, 1997, guidance entitled, convenience kits interim regulatory guidance, found at www.Fda.Gov/cdrh/ode/convkit.Html. This type of convenience kit, as listed in the guidance above, is under enforcement discretion, and does not require a premarket notification (510(k)) to market if it meets all criteria in the guidance. | This product code has been established in accordance with the May 20, 1997, Guidance entitled, Convenience Kits Interim Regulatory Guidance, found at www.fda.gov/cdrh/ode/convkit.html. This type of convenience kit, as listed in the guidance above, is under enforcement discretion, and does not require a premarket notification (510(k)) to market if it meets all criteria in the guidance. | This product code has been established in accordance with the May 20, 1997, Guidance entitled, Convenience Kits Interim Regulatory Guidance, found at www.fda.gov/cdrh/ode/convkit.html. This type of convenience kit, as listed in the guidance above, is under enforcement discretion, and does not require a premarket notification (510(k)) to market if it meets all criteria in the guidance. | This product code has been established in accordance with the May 20, 1997, Guidance entitled, Convenience Kits Interim Regulatory Guidance, found at www.fda.gov/cdrh/ode/convkit.html. This type of convenience kit, as listed in the guidance above, is under enforcement discretion, and does not require a premarket notification (510(k)) to market if it meets all criteria in the guidance. | N | N | Eligible
OB | OB | OJF | Hysterectomy Kit | 2 |  | N | N |  | 884.453 | 7 | This product code has been established in accordance with the May 20, 1997, Guidance entitled, Convenience Kits Interim Regulatory Guidance, found at www.fda.gov/cdrh/ode/convkit.html. This type of convenience kit, as listed in the guidance above, is under enforcement discretion, and does not require a premarket notification (510(k)) to market if it meets all criteria in the guidance. | This product code has been established in accordance with the May 20, 1997, Guidance entitled, Convenience Kits Interim Regulatory Guidance, found at www.fda.gov/cdrh/ode/convkit.html. This type of convenience kit, as listed in the guidance above, is under enforcement discretion, and does not require a premarket notification (510(k)) to market if it meets all criteria in the guidance. | This product code has been established in accordance with the May 20, 1997, Guidance entitled, Convenience Kits Interim Regulatory Guidance, found at www.fda.gov/cdrh/ode/convkit.html. This type of convenience kit, as listed in the guidance above, is under enforcement discretion, and does not require a premarket notification (510(k)) to market if it meets all criteria in the guidance. | This product code has been established in accordance with the May 20, 1997, Guidance entitled, Convenience Kits Interim Regulatory Guidance, found at www.fda.gov/cdrh/ode/convkit.html. This type of convenience kit, as listed in the guidance above, is under enforcement discretion, and does not require a premarket notification (510(k)) to market if it meets all criteria in the guidance. | N | N | Eligible
OB | OB | OKU | Emergency Obstetrical Kit | 1 |  | N | N |  | 884.452 | 7 | This product code has been established in accordance with the may 20, 1997, guidance entitled, convenience kits interim regulatory guidance, found at www.Fda.Gov/cdrh/ode/convkit.Html. This type of convenience kit, as listed in the guidance above, is under enforcement discretion, and does not require a premarket notification (510(k)) to market if it meets all criteria in the guidance | This product code has been established in accordance with the May 20, 1997, Guidance entitled, Convenience Kits Interim Regulatory Guidance, found at www.fda.gov/cdrh/ode/convkit.html. This type of convenience kit, as listed in the guidance above, is under enforcement discretion, and does not require a premarket notification (510(k)) to market if it meets all criteria in the guidance | This product code has been established in accordance with the May 20, 1997, Guidance entitled, Convenience Kits Interim Regulatory Guidance, found at www.fda.gov/cdrh/ode/convkit.html. This type of convenience kit, as listed in the guidance above, is under enforcement discretion, and does not require a premarket notification (510(k)) to market if it meets all criteria in the guidance | This product code has been established in accordance with the May 20, 1997, Guidance entitled, Convenience Kits Interim Regulatory Guidance, found at www.fda.gov/cdrh/ode/convkit.html. This type of convenience kit, as listed in the guidance above, is under enforcement discretion, and does not require a premarket notification (510(k)) to market if it meets all criteria in the guidance | N | N | Eligible
OB | OB | OKV | Obstetrical Kit | 2 |  | N | N |  | 884.452 | 7 | This product code has been established in accordance with the May 20, 1997, Guidance entitled, Convenience Kits Interim Regulatory Guidance, found at www.fda.gov/cdrh/ode/convkit.html. This type of convenience kit, as listed in the guidance above, is under enforcement discretion, and does not require a premarket notification (510(k)) to market if it meets all criteria in the guidance | This product code has been established in accordance with the May 20, 1997, Guidance entitled, Convenience Kits Interim Regulatory Guidance, found at www.fda.gov/cdrh/ode/convkit.html. This type of convenience kit, as listed in the guidance above, is under enforcement discretion, and does not require a premarket notification (510(k)) to market if it meets all criteria in the guidance | This product code has been established in accordance with the May 20, 1997, Guidance entitled, Convenience Kits Interim Regulatory Guidance, found at www.fda.gov/cdrh/ode/convkit.html. This type of convenience kit, as listed in the guidance above, is under enforcement discretion, and does not require a premarket notification (510(k)) to market if it meets all criteria in the guidance | This product code has been established in accordance with the May 20, 1997, Guidance entitled, Convenience Kits Interim Regulatory Guidance, found at www.fda.gov/cdrh/ode/convkit.html. This type of convenience kit, as listed in the guidance above, is under enforcement discretion, and does not require a premarket notification (510(k)) to market if it meets all criteria in the guidance | N | N | Eligible
OB | OB | OKW | Seminal Fluid Collection Kit | 2 |  | N | N |  | 884.53 | 7 | This product code has been established in accordance with the May 20, 1997, Guidance entitled, Convenience Kits Interim Regulatory Guidance, found at www.fda.gov/cdrh/ode/convkit.html. This type of convenience kit, as listed in the guidance above, is under enforcement discretion, and does not require a premarket notification (510(k)) to market if it meets all criteria in the guidance | This product code has been established in accordance with the May 20, 1997, Guidance entitled, Convenience Kits Interim Regulatory Guidance, found at www.fda.gov/cdrh/ode/convkit.html. This type of convenience kit, as listed in the guidance above, is under enforcement discretion, and does not require a premarket notification (510(k)) to market if it meets all criteria in the guidance | This product code has been established in accordance with the May 20, 1997, Guidance entitled, Convenience Kits Interim Regulatory Guidance, found at www.fda.gov/cdrh/ode/convkit.html. This type of convenience kit, as listed in the guidance above, is under enforcement discretion, and does not require a premarket notification (510(k)) to market if it meets all criteria in the guidance | This product code has been established in accordance with the May 20, 1997, Guidance entitled, Convenience Kits Interim Regulatory Guidance, found at www.fda.gov/cdrh/ode/convkit.html. This type of convenience kit, as listed in the guidance above, is under enforcement discretion, and does not require a premarket notification (510(k)) to market if it meets all criteria in the guidance | N | N | Eligible
OB | OB | OKX | Trocar Kit | 2 |  | N | N |  | 884.172 | 7 | This product code has been established in accordance with the may 20, 1997, guidance entitled, convenience kits interim regulatory guidance, found at www.Fda.Gov/cdrh/ode/convkit.Html. This type of convenience kit, as listed in the guidance above, is under enforcement discretion, and does not require a premarket notification (510(k)) to market if it meets all criteria in the guidance. | This product code has been established in accordance with the May 20, 1997, Guidance entitled, Convenience Kits Interim Regulatory Guidance, found at www.fda.gov/cdrh/ode/convkit.html. This type of convenience kit, as listed in the guidance above, is under enforcement discretion, and does not require a premarket notification (510(k)) to market if it meets all criteria in the guidance | This product code has been established in accordance with the May 20, 1997, Guidance entitled, Convenience Kits Interim Regulatory Guidance, found at www.fda.gov/cdrh/ode/convkit.html. This type of convenience kit, as listed in the guidance above, is under enforcement discretion, and does not require a premarket notification (510(k)) to market if it meets all criteria in the guidance | This product code has been established in accordance with the May 20, 1997, Guidance entitled, Convenience Kits Interim Regulatory Guidance, found at www.fda.gov/cdrh/ode/convkit.html. This type of convenience kit, as listed in the guidance above, is under enforcement discretion, and does not require a premarket notification (510(k)) to market if it meets all criteria in the guidance | N | N | Eligible
OB | OB | OKY | Cytology Kit | 2 |  | N | N |  | 884.453 | 7 | This product code has been established in accordance with the May 20, 1997, Guidance entitled, Convenience Kits Interim Regulatory Guidance, found at www.fda.gov/cdrh/ode/convkit.html. This type of convenience kit, as listed in the guidance above, is under enforcement discretion, and does not require a premarket notification (510(k)) to market if it meets all criteria in the guidance. | This product code has been established in accordance with the May 20, 1997, Guidance entitled, Convenience Kits Interim Regulatory Guidance, found at www.fda.gov/cdrh/ode/convkit.html. This type of convenience kit, as listed in the guidance above, is under enforcement discretion, and does not require a premarket notification (510(k)) to market if it meets all criteria in the guidance | This product code has been established in accordance with the May 20, 1997, Guidance entitled, Convenience Kits Interim Regulatory Guidance, found at www.fda.gov/cdrh/ode/convkit.html. This type of convenience kit, as listed in the guidance above, is under enforcement discretion, and does not require a premarket notification (510(k)) to market if it meets all criteria in the guidance | This product code has been established in accordance with the May 20, 1997, Guidance entitled, Convenience Kits Interim Regulatory Guidance, found at www.fda.gov/cdrh/ode/convkit.html. This type of convenience kit, as listed in the guidance above, is under enforcement discretion, and does not require a premarket notification (510(k)) to market if it meets all criteria in the guidance | N | N | Eligible
OB | OB | OKZ | Endometrial Sampling Kit | 2 |  | N | N |  | 884.1175 | 7 | This product code has been established in accordance with the May 20, 1997, Guidance entitled, Convenience Kits Interim Regulatory Guidance, found at www.fda.gov/cdrh/ode/convkit.html. This type of convenience kit, as listed in the guidance above, is under enforcement discretion, and does not require a premarket notification (510(k)) to market if it meets all criteria in the guidance. | This product code has been established in accordance with the May 20, 1997, Guidance entitled, Convenience Kits Interim Regulatory Guidance, found at www.fda.gov/cdrh/ode/convkit.html. This type of convenience kit, as listed in the guidance above, is under enforcement discretion, and does not require a premarket notification (510(k)) to market if it meets all criteria in the guidance. | This product code has been established in accordance with the May 20, 1997, Guidance entitled, Convenience Kits Interim Regulatory Guidance, found at www.fda.gov/cdrh/ode/convkit.html. This type of convenience kit, as listed in the guidance above, is under enforcement discretion, and does not require a premarket notification (510(k)) to market if it meets all criteria in the guidance. | This product code has been established in accordance with the May 20, 1997, Guidance entitled, Convenience Kits Interim Regulatory Guidance, found at www.fda.gov/cdrh/ode/convkit.html. This type of convenience kit, as listed in the guidance above, is under enforcement discretion, and does not require a premarket notification (510(k)) to market if it meets all criteria in the guidance. | N | N | Eligible
OB | OB | OOA | Hemorrhoid Prevention Pressure Wedge | 2 |  | N | N |  | 884.52 | 4 | Provides a counter-pressure to the anus during vaginal delivery. Intended to prevent the occurrence of and/or stop the progression of hemorrhoids associated with vaginal delivery. | Items include: rigid base with cushioning pad and two lateral straps and two adhesive pads that are applied to the buttocks | Uses a rigid base with cushioning pad applied to the anus held in place by two adhesive strips attached to the buttocks, to provide a counter-pressure to the anus during vaginal delivery | Anus, hemorrhoids | N | N | Eligible
OB | OB | OQY | Intrauterine Tamponade Balloon | 2 |  | N | N |  | 884.453 | 1 | provides temporary control or reduction of postpartum uterine bleeding | The device consists of a catheter with a balloon at the distal end. The balloon is distended to achieve tamponade or reduction of post partum uterine bleeding. | The clinician passes the balloon through the vagina and cervix into the uterus. Then, he/she distends the balloon and closely monitors the patient's bleeding. | uterus, cervix, vagina | N | N | Ineligible
OB | OB | OSP | Uterine Electromyographic Monitor | 2 |  | N | N |  | 884.272 | 1 | The uterine electromyographic monitor is intended to pick up uterine emg signals from surface electrodes placed on the maternal abdomen. It produces a uterine activity tracing and monitors women in labor at term gestation with a singleton pregnancy. | Monitor with associated electronics and patient skin electrodes. | abdominal EMG surface electrodes that pick up electrical activity from the uterus in labor, electrical signal converted to a monitor tracing. | Maternal abdomen and uterus | N | N | Ineligible
OB | OB | OSV | Insufflator, Endoscopic Vessel Harvesting | 2 |  | N | N |  | 884.173 | 1 | To provide selected flow rates and pressures of co2 gas to separate tissue planes so the saphenous vein or radial artery can be isolated and ligated. | An electronic software controlled gas insufflator which can accept CO2 gas from either a tank or central wall supply. The gas flow rate and pressure can be adjusted by the user. | The insufflator delivers CO2 gas at a controlled flow rate and pressure to separate tissue planes so the saphenous vein or radial artery can be isolated and ligated. | Leg, saphenous vein or arm, radial artery | N | N | Ineligible
OB | OB | OTP | Mesh, Surgical, Synthetic, Urogynecologic, For Pelvic Organ Prolapse, Transvaginally Placed | 3 |  | N | N |  | 884.598 | 2 | Tissue reinforcement of the fibromuscular layer of the pelvic floor when surgical treatment is indicated; Procedures include anterior and posterior vaginal wall prolapse repair and vaginal apical or uterine prolapse repair performed transvaginally | synthetic woven or non-woven fabric of varying material properties (e.g., resorption, density, pore size, weave, etc.); design can be pre-configured for specific repair or can be a sheet to allow surgeon to cut mesh to desired size and shape | permanent implant placed transvaginally that provides mechanical support for weakened tissues of the pelvic floor | vagina, pelvic floor, uterus | Y | N | Ineligible
OB | OB | OYO | Culture, Intravaginal, Assisted Reproduction | 2 |  | N | N |  | 884.6165 | 1 | Intravaginal culture of human gametes and embryos. To hold and maintain gametes and developing embryos over the duration of the intravaginal culture period. | Polymeric culture device. | Culture device designed to hold and maintain gametes and embryos during intravaginal culture procedures. | Gametes and embryos | N | N | Ineligible
OB | OB | PAI | Mesh, Surgical, Non-Synthetic, Urogynecologic, For Pelvic Organ Prolapse, Transvaginally Placed | 3 |  | N | N |  | 884.598 | 2 | Tissue reinforcement of the fibromuscular layer of the pelvic floor when surgical treatment is indicated; procedures include anterior and posterior vaginal wall prolapse repair and vaginal apical and uterine prolapse repair completed transvaginally. | Non-synthetic woven or non-woven fabric of varying material properties (e.g., density, pore size, weave, resorption, etc.); design can be pre-configured for specific repair or can be a sheet to allow surgeon to cut the mesh to desired size and shape. | Permanent implant placed transvaginally that provides mechanical support for weakened tissues of the pelvic floor. | vagina, pelvic floor, uterus | Y | N | Ineligible
OB | OB | PBH | Embryo Image Assessment System, Assisted Reproduction | 2 |  | N | N |  | 884.6195 | 1 | The device will obtain and analyze light microscopy images of developing embryos. This device provides information to aid in the selection of embryo(s) for transfer when there are multiple embryos deemed suitable for transfer or freezing . | Optical imaging system and analysis software | Imaging system that will obtain and analyze light microscopy images of developing embryos. This device provides information to aid in the selection of embryo(s) for transfer when there are multiple embryos deemed suitable for transfer or freezing | Human Embryos | N | N | Eligible
OB | OB | PBQ | Fixation, Non-Absorbable Or Absorbable, For Pelvic Use | 2 |  | N | N |  | 884.453 | 1 | Attaching suture or stapling ligaments of the pelvic floor. | non-absorbable or absorbable suture or staple; may include instruments and/or tissue anchoring components as part of a kit | provides mechanism for attachment to and/or from ligaments of the pelvic floor | uterus, vagina, pelvic floor | Y | N | Ineligible
OB | OB | PCF | Sampler, Endocervical | 2 |  | N | Y |  | 884.105 | 1 | Obtains tissue samples from the endocervical canal for histological analysis. | handle and sheath with collection tip; collection tip is designed to scrape endocervical canal and collect an endocervical tissue sample | inserted manually through the vaginal and into the endocervix; collection tip scrapes the endocervical canal and collects endocervical tissue sample | cervix | N | N | Eligible
OB | OB | PEB | Lubricant, Personal, Gamete, Fertilization, And Embryo Compatible | 2 |  | N | N |  | 884.53 | 1 | A personal lubricant, for penile and/or vaginal application, intended to moisturize and lubricate, to enhance the ease and comfort of sexual activity and supplement the body's natural lubrication. This device may or may not be compatible with natural rubber latex, polyisoprene, and/or polyurethane condoms. This device is compatible with sperm, oocytes, and embryos and can be used by couples trying to conceive. This device may also be used during fertility interventions to facilitate entry of diagnostic and therapeutic devices. | Liquid or gel | Coats vaginal and/or penile tissue to reduce friction during sexual activity with or without a condom; is non-toxic to sperm, oocytes, and developing embryos and does not interfere with the fertilization process; lubricates devices used during fertility interventions. | Vagina and/or penis | N | N | Eligible
OB | OB | PFJ | Catheter, Balloon, Dilation Of Cervical Canal Prior To Labor | 2 |  | N | Y |  | 884.426 | 1 | Mechanical dilation of the cervical canal for labor. | Catheter with inflatable balloon | Use mechanical force to dilate cervix to prepare for vaginal delivery. | Uterine cervix | N | N | Ineligible
OB | OB | PGK | Cannula, Injector, Uterine, Endometrial Biopsy | 2 |  | N | N |  | 884.453 | 1 | to deliver saline and/or contrast media to complete saline infusion sonohysterography and/or hysterosalpingogram respectively and to obtain endometrial biopsy | cannula that allows injection of saline and/or contrast media and component that collects an endometrial biopsy sample | inserted manually through the vagina and cervix and into the uterus; delivers saline and/or contrast media into the uterus and fallopian tubes, collects endometrial biopsy sample | uterus, fallopian tubes | N | N | Eligible
OB | OB | PGT | Insufflator, Hysteroscopic, Fluid, Closed-Loop Recirculation With Cutter-Coagulator, Endoscopic, Bipolar | 2 |  | N | N |  | 884.171 | 1 | to distend the uterus with saline and maintain distension through closed-loop recirculation of filtered distension fluid during diagnostic and operative hysteroscopy. It is also intended for cutting and coagulation of uterine tissue. | controller that provides bipolar frequency and fluid management through the use of two peristaltic pumps. Bipolar frequency is delivered to a bipolar electrosurgical resection device. Fluid management is provided via infusion/aspiration through tubing, sensors, tissue collection container and filter. | a closed-loop system with a preset volume of saline available for use during hysteroscopy. Fluid is continuously recirculated by pumps from a 3L saline bag, into the uterus, through a tissue trap and a filter and then back to the bag. Cutting and coagulation are accomplished through use of a bipolar device that has a reciprocating loop electrode. | uterus | N | N | Ineligible
OB | OB | PKN | Dilator, Cervical, Synthetic, Osmotic | 2 |  | N | Y |  | 884.426 | 1 | Cervical softening and dilation | Small mass of synthetic material | When placed in the cervical canal, the device absorbs moisture, swells, and exerts radial pressure on the surrounding structures, resulting in mechanical dilation and promotion of cervical ripening. | Cervical canal | N | N | Eligible
OB | OB | PMU | Containment System, Laparoscopic Power Morcellation, With Instrument Port | 2 |  | N | N |  | 884.405 | 1 | Use as a multiple instrument port and tissue containment system during minimally invasive gynecologic laparoscopic surgery to enable the isolation and containment of tissue considered benign, resected during single-port or multi-site laparoscopic surgery during power morcellation and removal. The device is compatible with bipolar or electromechanical laparoscopic power morcellators that are between 15 mm and 18 mm in shaft outer diameter and 135 mm and 180 mm in shaft working length and which have an external component that allows for the proper orientation of the laparoscope to perform a contained morcellation. | A retractor and boot assembly with a tissue pouch/specimen bag | A tissue pouch is placed through a multi-instrument port to allow for containment of resected gynecologic tissue. The pouch is insufflated to create a working space for morcellation. A laparoscopic power morcellator and a laparoscope are placed through the port and into the pouch to enable visualization of the morcellation. | abdomen | N | N | Ineligible
OB | OB | PNU | Pressure Wedge, Perianal, For Reduction Of Cesarean Delivery | 2 |  | N | N |  | 884.521 | 1 | Designed to provide counter-pressure to the perianal region during vaginal childbirth to help reduce the likelihood of Cesarean delivery | External device that provides counter pressure to peri-anal region | Provide counter-pressure to the perianal region during vaginal childbirth | Perianal region | N | N | Eligible
OB | OB | PON | Catheter, Balloon, Dilation Of Cervical Canal | 2 |  | N | Y |  | 884.426 | 1 | Mechanical dilation and softening of the cervix. | Catheter with inflatable balloons. | When placed in the cervical canal, the device uses mechanical force to dilate and soften the cervix. | Cervical canal | N | N | Ineligible
OB | OB | PTZ | Colposcope (And Colpomicroscope), Exempt | 2 |  | N | N |  | 884.163 | 4 | This product code is the class II exempt counterpart of HEX, and was exempted, subject to the limitations of exemption, under the procedures established by the 21st Century Cures Act. This device type does not require premarket notification (510(k)) to market if it does not exceed the general limitations of exemption found in 21 CFR 884.9 and the specific limitations of exemption as stated in the �Physical State� field of this product code description. | Exemption is limited to standard colposcopes (and colpomicroscopes) that use only a white light source, do not use filters other than a green filter, do not include image analysis software, and are not smartphone-based. | This product code is the class II exempt counterpart of HEX, and was exempted, subject to the limitations of exemption, under the procedures established by the 21st Century Cures Act. This device type does not require premarket notification (510(k)) to market if it does not exceed the general limitations of exemption found in 21 CFR 884.9 and the specific limitations of exemption as stated in the �Physical State� field of this product code description. | This product code is the class II exempt counterpart of HEX, and was exempted, subject to the limitations of exemption, under the procedures established by the 21st Century Cures Act. This device type does not require premarket notification (510(k)) to market if it does not exceed the general limitations of exemption found in 21 CFR 884.9 and the specific limitations of exemption as stated in the �Physical State� field of this product code description. | N | N | Eligible
OB | OB | PUA | Tenaculum, Uterine, Exempt | 2 |  | N | N |  | 884.453 | 4 | This product code is the class II exempt counterpart of HDC, and was exempted, subject to the limitations of exemption, under the procedures established by the 21st Century Cures Act. This device type does not require premarket notification (510(k)) to market if it does not exceed the general limitations of exemption found in 21 CFR 884.9 and the specific limitations of exemption as stated in the �Physical State� field of this product code description. | Exemption is limited to sterile, single use urterine tenaculum devices that do not use suction. | This product code is the class II exempt counterpart of HDC, and was exempted, subject to the limitations of exemption, under the procedures established by the 21st Century Cures Act. This device type does not require premarket notification (510(k)) to market if it does not exceed the general limitations of exemption found in 21 CFR 884.9 and the specific limitations of exemption as stated in the �Physical State� field of this product code description. | This product code is the class II exempt counterpart of HDC, and was exempted, subject to the limitations of exemption, under the procedures established by the 21st Century Cures Act. This device type does not require premarket notification (510(k)) to market if it does not exceed the general limitations of exemption found in 21 CFR 884.9 and the specific limitations of exemption as stated in the �Physical State� field of this product code description. | N | N | Eligible
OB | OB | PUB | Accessory, Assisted Reproduction, Exempt | 2 |  | N | N |  | 884.612 | 4 | This product code is the class II exempt counterpart of MQG, and was exempted, subject to the limitations of exemption, under the procedures established by the 21st Century Cures Act. This device type does not require premarket notification (510(k)) to market if it does not exceed the general limitations of exemption found in 21 CFR 884.9 and the specific limitations of exemption as stated in the �Physical State� field of this product code description. | Exemption is limited to simple embryo incubators with temperature, gas, and humidity control only; syringe pumps; collection tube warmers; dish/plate/microscope stage warmers; and controlled-rate cryopreservation freezers. | This product code is the class II exempt counterpart of MQG, and was exempted, subject to the limitations of exemption, under the procedures established by the 21st Century Cures Act. This device type does not require premarket notification (510(k)) to market if it does not exceed the general limitations of exemption found in 21 CFR 884.9 and the specific limitations of exemption as stated in the �Physical State� field of this product code description. | This product code is the class II exempt counterpart of MQG, and was exempted, subject to the limitations of exemption, under the procedures established by the 21st Century Cures Act. This device type does not require premarket notification (510(k)) to market if it does not exceed the general limitations of exemption found in 21 CFR 884.9 and the specific limitations of exemption as stated in the �Physical State� field of this product code description. | N | N | Eligible
OB | OB | PUC | Microtools, Assisted Reproduction (Pipettes), Exempt | 2 |  | N | N |  | 884.613 | 4 | This product code is the class II exempt counterpart of MQH, and was exempted, subject to the limitations of exemption, under the procedures established by the 21st Century Cures Act. This device type does not require premarket notification (510(k)) to market if it does not exceed the general limitations of exemption found in 21 CFR 884.9 and the specific limitations of exemption as stated in the �Physical State� field of this product code description. | Exemption is limited to assisted reproduction microtools (pipettes) manufactured from glass. | This product code is the class II exempt counterpart of MQH, and was exempted, subject to the limitations of exemption, under the procedures established by the 21st Century Cures Act. This device type does not require premarket notification (510(k)) to market if it does not exceed the general limitations of exemption found in 21 CFR 884.9 and the specific limitations of exemption as stated in the �Physical State� field of this product code description. | This product code is the class II exempt counterpart of MQH, and was exempted, subject to the limitations of exemption, under the procedures established by the 21st Century Cures Act. This device type does not require premarket notification (510(k)) to market if it does not exceed the general limitations of exemption found in 21 CFR 884.9 and the specific limitations of exemption as stated in the �Physical State� field of this product code description. | N | N | Ineligible
OB | OB | PUD | Labware, Assisted Reproduction, Exempt | 2 |  | N | N |  | 884.616 | 4 | This product code is the class II exempt counterpart of MQK, and was exempted, subject to the limitations of exemption, under the procedures established by the 21st Century Cures Act. This device type does not require premarket notification (510(k)) to market if it does not exceed the general limitations of exemption found in 21 CFR 884.9 and the specific limitations of exemption as stated in the �Physical State� field of this product code description. | Exemption is limited to dishes and plates that are intended for general assisted reproduction technology procedures. | This product code is the class II exempt counterpart of MQK, and was exempted, subject to the limitations of exemption, under the procedures established by the 21st Century Cures Act. This device type does not require premarket notification (510(k)) to market if it does not exceed the general limitations of exemption found in 21 CFR 884.9 and the specific limitations of exemption as stated in the �Physical State� field of this product code description. | This product code is the class II exempt counterpart of MQK, and was exempted, subject to the limitations of exemption, under the procedures established by the 21st Century Cures Act. This device type does not require premarket notification (510(k)) to market if it does not exceed the general limitations of exemption found in 21 CFR 884.9 and the specific limitations of exemption as stated in the �Physical State� field of this product code description. | N | N | Eligible
OB | OB | PVR | D&C Tray | 2 |  | N | N |  | 884.453 | 7 | This product code has been established in accordance with the May 20, 1997, guidance entitled, convenience kits interim regulatory guidance, found at http://www.fda.gov/downloads/MedicalDevices/DeviceRegulationandGuidance/GuidanceDocuments/ucm080217.pdf. This type of convenience kit, as listed in the guidance above, is under enforcement discretion, and does not require a premarket notification (510(k)) to market if it meets all criteria in the guidance. | This product code has been established in accordance with the May 20, 1997, guidance entitled, convenience kits interim regulatory guidance, found at http://www.fda.gov/downloads/MedicalDevices/DeviceRegulationandGuidance/GuidanceDocuments/ucm080217.pdf. This type of convenience kit, as listed in the guidance above, is under enforcement discretion, and does not require a premarket notification (510(k)) to market if it meets all criteria in the guidance. | This product code has been established in accordance with the May 20, 1997, guidance entitled, convenience kits interim regulatory guidance, found at http://www.fda.gov/downloads/MedicalDevices/DeviceRegulationandGuidance/GuidanceDocuments/ucm080217.pdf. This type of convenience kit, as listed in the guidance above, is under enforcement discretion, and does not require a premarket notification (510(k)) to market if it meets all criteria in the guidance. | This product code has been established in accordance with the May 20, 1997, guidance entitled, convenience kits interim regulatory guidance, found at http://www.fda.gov/downloads/MedicalDevices/DeviceRegulationandGuidance/GuidanceDocuments/ucm080217.pdf. This type of convenience kit, as listed in the guidance above, is under enforcement discretion, and does not require a premarket notification (510(k)) to market if it meets all criteria in the guidance. | N | N | Ineligible
OB | OB | PVS | Fetal Blood Sampling Kit (Excludes Hiv Testing) | 2 |  | N | N |  | 884.156 | 7 | This product code has been established in accordance with the May 20, 1997, guidance entitled, convenience kits interim regulatory guidance, found at http://www.fda.gov/downloads/MedicalDevices/DeviceRegulationandGuidance/GuidanceDocuments/ucm080217.pdf. This type of convenience kit, as listed in the guidance above, is under enforcement discretion, and does not require a premarket notification (510(k)) to market if it meets all criteria in the guidance. | This product code has been established in accordance with the May 20, 1997, guidance entitled, convenience kits interim regulatory guidance, found at http://www.fda.gov/downloads/MedicalDevices/DeviceRegulationandGuidance/GuidanceDocuments/ucm080217.pdf. This type of convenience kit, as listed in the guidance above, is under enforcement discretion, and does not require a premarket notification (510(k)) to market if it meets all criteria in the guidance. | This product code has been established in accordance with the May 20, 1997, guidance entitled, convenience kits interim regulatory guidance, found at http://www.fda.gov/downloads/MedicalDevices/DeviceRegulationandGuidance/GuidanceDocuments/ucm080217.pdf. This type of convenience kit, as listed in the guidance above, is under enforcement discretion, and does not require a premarket notification (510(k)) to market if it meets all criteria in the guidance. | This product code has been established in accordance with the May 20, 1997, guidance entitled, convenience kits interim regulatory guidance, found at http://www.fda.gov/downloads/MedicalDevices/DeviceRegulationandGuidance/GuidanceDocuments/ucm080217.pdf. This type of convenience kit, as listed in the guidance above, is under enforcement discretion, and does not require a premarket notification (510(k)) to market if it meets all criteria in the guidance. | N | N | Ineligible
OB | OB | PVT | Maternity Kit | 1 |  | N | N |  | 884.5435 | 7 | This product code has been established in accordance with the May 20, 1997, guidance entitled, convenience kits interim regulatory guidance, found at http://www.fda.gov/downloads/MedicalDevices/DeviceRegulationandGuidance/GuidanceDocuments/ucm080217.pdf. This type of convenience kit, as listed in the guidance above, is under enforcement discretion, and does not require a premarket notification (510(k)) to market if it meets all criteria in the guidance. | This product code has been established in accordance with the May 20, 1997, guidance entitled, convenience kits interim regulatory guidance, found at http://www.fda.gov/downloads/MedicalDevices/DeviceRegulationandGuidance/GuidanceDocuments/ucm080217.pdf. This type of convenience kit, as listed in the guidance above, is under enforcement discretion, and does not require a premarket notification (510(k)) to market if it meets all criteria in the guidance. | This product code has been established in accordance with the May 20, 1997, guidance entitled, convenience kits interim regulatory guidance, found at http://www.fda.gov/downloads/MedicalDevices/DeviceRegulationandGuidance/GuidanceDocuments/ucm080217.pdf. This type of convenience kit, as listed in the guidance above, is under enforcement discretion, and does not require a premarket notification (510(k)) to market if it meets all criteria in the guidance. | This product code has been established in accordance with the May 20, 1997, guidance entitled, convenience kits interim regulatory guidance, found at http://www.fda.gov/downloads/MedicalDevices/DeviceRegulationandGuidance/GuidanceDocuments/ucm080217.pdf. This type of convenience kit, as listed in the guidance above, is under enforcement discretion, and does not require a premarket notification (510(k)) to market if it meets all criteria in the guidance. | N | N | Ineligible
OB | OB | PVU | Obstetrical Anesthesia Kit | 2 |  | N | N |  | 884.51 | 7 | This product code has been established in accordance with the May 20, 1997, guidance entitled, convenience kits interim regulatory guidance, found at http://www.fda.gov/downloads/MedicalDevices/DeviceRegulationandGuidance/GuidanceDocuments/ucm080217.pdf. This type of convenience kit, as listed in the guidance above, is under enforcement discretion, and does not require a premarket notification (510(k)) to market if it meets all criteria in the guidance. | This product code has been established in accordance with the May 20, 1997, guidance entitled, convenience kits interim regulatory guidance, found at http://www.fda.gov/downloads/MedicalDevices/DeviceRegulationandGuidance/GuidanceDocuments/ucm080217.pdf. This type of convenience kit, as listed in the guidance above, is under enforcement discretion, and does not require a premarket notification (510(k)) to market if it meets all criteria in the guidance. | This product code has been established in accordance with the May 20, 1997, guidance entitled, convenience kits interim regulatory guidance, found at http://www.fda.gov/downloads/MedicalDevices/DeviceRegulationandGuidance/GuidanceDocuments/ucm080217.pdf. This type of convenience kit, as listed in the guidance above, is under enforcement discretion, and does not require a premarket notification (510(k)) to market if it meets all criteria in the guidance. | This product code has been established in accordance with the May 20, 1997, guidance entitled, convenience kits interim regulatory guidance, found at http://www.fda.gov/downloads/MedicalDevices/DeviceRegulationandGuidance/GuidanceDocuments/ucm080217.pdf. This type of convenience kit, as listed in the guidance above, is under enforcement discretion, and does not require a premarket notification (510(k)) to market if it meets all criteria in the guidance. | N | N | Ineligible
OB | OB | PVV | Paracervical Anesthesia Kit | 2 |  | N | N |  | 884.51 | 7 | This product code has been established in accordance with the May 20, 1997, guidance entitled, convenience kits interim regulatory guidance, found at http://www.fda.gov/downloads/MedicalDevices/DeviceRegulationandGuidance/GuidanceDocuments/ucm080217.pdf. This type of convenience kit, as listed in the guidance above, is under enforcement discretion, and does not require a premarket notification (510(k)) to market if it meets all criteria in the guidance. | This product code has been established in accordance with the May 20, 1997, guidance entitled, convenience kits interim regulatory guidance, found at http://www.fda.gov/downloads/MedicalDevices/DeviceRegulationandGuidance/GuidanceDocuments/ucm080217.pdf. This type of convenience kit, as listed in the guidance above, is under enforcement discretion, and does not require a premarket notification (510(k)) to market if it meets all criteria in the guidance. | This product code has been established in accordance with the May 20, 1997, guidance entitled, convenience kits interim regulatory guidance, found at http://www.fda.gov/downloads/MedicalDevices/DeviceRegulationandGuidance/GuidanceDocuments/ucm080217.pdf. This type of convenience kit, as listed in the guidance above, is under enforcement discretion, and does not require a premarket notification (510(k)) to market if it meets all criteria in the guidance. | This product code has been established in accordance with the May 20, 1997, guidance entitled, convenience kits interim regulatory guidance, found at http://www.fda.gov/downloads/MedicalDevices/DeviceRegulationandGuidance/GuidanceDocuments/ucm080217.pdf. This type of convenience kit, as listed in the guidance above, is under enforcement discretion, and does not require a premarket notification (510(k)) to market if it meets all criteria in the guidance. | N | N | Ineligible
OB | OB | PVW | Pudendal Anesthesia Kit | 2 |  | N | N |  | 884.51 | 7 | This product code has been established in accordance with the May 20, 1997, guidance entitled, convenience kits interim regulatory guidance, found at http://www.fda.gov/downloads/MedicalDevices/DeviceRegulationandGuidance/GuidanceDocuments/ucm080217.pdf. This type of convenience kit, as listed in the guidance above, is under enforcement discretion, and does not require a premarket notification (510(k)) to market if it meets all criteria in the guidance. | This product code has been established in accordance with the May 20, 1997, guidance entitled, convenience kits interim regulatory guidance, found at http://www.fda.gov/downloads/MedicalDevices/DeviceRegulationandGuidance/GuidanceDocuments/ucm080217.pdf. This type of convenience kit, as listed in the guidance above, is under enforcement discretion, and does not require a premarket notification (510(k)) to market if it meets all criteria in the guidance. | This product code has been established in accordance with the May 20, 1997, guidance entitled, convenience kits interim regulatory guidance, found at http://www.fda.gov/downloads/MedicalDevices/DeviceRegulationandGuidance/GuidanceDocuments/ucm080217.pdf. This type of convenience kit, as listed in the guidance above, is under enforcement discretion, and does not require a premarket notification (510(k)) to market if it meets all criteria in the guidance. | This product code has been established in accordance with the May 20, 1997, guidance entitled, convenience kits interim regulatory guidance, found at http://www.fda.gov/downloads/MedicalDevices/DeviceRegulationandGuidance/GuidanceDocuments/ucm080217.pdf. This type of convenience kit, as listed in the guidance above, is under enforcement discretion, and does not require a premarket notification (510(k)) to market if it meets all criteria in the guidance. | N | N | Ineligible
OB | OB | PVX | Vaginal Examination Tray | 2 |  | N | N |  | 884.453 | 7 | This product code has been established in accordance with the May 20, 1997, guidance entitled, convenience kits interim regulatory guidance, found at http://www.fda.gov/downloads/MedicalDevices/DeviceRegulationandGuidance/GuidanceDocuments/ucm080217.pdf. This type of convenience kit, as listed in the guidance above, is under enforcement discretion, and does not require a premarket notification (510(k)) to market if it meets all criteria in the guidance. | This product code has been established in accordance with the May 20, 1997, guidance entitled, convenience kits interim regulatory guidance, found at http://www.fda.gov/downloads/MedicalDevices/DeviceRegulationandGuidance/GuidanceDocuments/ucm080217.pdf. This type of convenience kit, as listed in the guidance above, is under enforcement discretion, and does not require a premarket notification (510(k)) to market if it meets all criteria in the guidance. | This product code has been established in accordance with the May 20, 1997, guidance entitled, convenience kits interim regulatory guidance, found at http://www.fda.gov/downloads/MedicalDevices/DeviceRegulationandGuidance/GuidanceDocuments/ucm080217.pdf. This type of convenience kit, as listed in the guidance above, is under enforcement discretion, and does not require a premarket notification (510(k)) to market if it meets all criteria in the guidance. | This product code has been established in accordance with the May 20, 1997, guidance entitled, convenience kits interim regulatory guidance, found at http://www.fda.gov/downloads/MedicalDevices/DeviceRegulationandGuidance/GuidanceDocuments/ucm080217.pdf. This type of convenience kit, as listed in the guidance above, is under enforcement discretion, and does not require a premarket notification (510(k)) to market if it meets all criteria in the guidance. | N | N | Ineligible
OB | OB | PWA | Breast Pump Accessory, Milk Expression Aid, Via Positive Pressure | 1 |  | N | N |  | 884.515 | 4 | Designed to be used in conjunction with powered or non-powered breast pumps to apply positive pressure to the breast to aid in milk expression from the breasts of a nursing woman. | External device that provides positive pressure to a woman�s breast. | Provide low, positive pressure to the breast to aid in expression of milk in conjunction with a powered or non-powered breast pump. | Breast | N | N | Eligible
OB | OB | PWB | Fetal Head Elevator | 2 |  | N | N |  | 884.435 | 1 | To elevate the fetal head and facilitate delivery of the fetus in women requiring a Caesarean Section at full dilation or those requiring a Caesarean Section after a failed instrumental vaginal delivery. | Inflatable balloon device that provides pressure to the fetal head. | Provides pressure via an inflatable balloon inserted into the vaginal canal to elevate the fetal head. | Vaginal canal. | N | N | Ineligible
OB | OB | PWI | Instrumentation, Surgical Mesh, Urogynecologic, Transvaginal Repair Of Pelvic Organ Prolapse | 2 |  | N | N |  | 884.491 | 1 | Used to aid in insertion, placement, fixation, or anchoring of surgical mesh for transvaginal pelvic organ prolapse repair | Needle passers and trocars, needle guides, fixation tools, and tissue anchors used with urogynecologic surgical mesh | Used with urogynecologic surgical mesh instrumentation to facilitate transvaginal pelvic organ prolapse repair procedures | Vagina, pelvic floor, uterus | N | N | Ineligible
OB | OB | PWK | Instrumentation, Surgical Mesh, Urogynecologic, Transabdominal Repair Of Pelvic Organ Prolapse | 2 |  | N | N |  | 884.491 | 1 | Used to aid in insertion, placement, fixation, or anchoring of surgical mesh for transabdominal pelvic organ prolapse repair | needle passers and trocars, needle guides, fixation tools, and tissue anchors used with surgical mesh. | Used with urogynecologic surgical mesh instrumentation to facilitate transabdominal pelvic organ prolapse repair procedures | vagina, uterus, sacrum, pelvic floor | N | N | Ineligible
OB | OB | PYT | Device, Fertility Diagnostic, Contraceptive, Software Application | 2 |  | N | N |  | 884.537 | 1 | Designed to monitor and provide fertility information to prevent pregnancy (contraception). | Software application, the physical platform may vary (e.g., mobile phone, PC, tablet, etc�) | Algorithm transforms user data into user-specific information regarding fertility and provides timeframes when pregnancy is unlikely. | Not Applicable | N | N | Ineligible
OB | OB | QHZ | Seal, Cervical, Mechanical, Unpowered | 1 |  | N | N |  | 884.169 | 4 | Reduce fluid leakage from the cervix during hysteroscopic procedures. | These devices attach to the hysteroscope or sheath and contacts the cervix and forms a seal. They may be passive or may have simple mechanical action (e.g., springs) that facilitate contact between the distal tip and cervix to promote the seal. | These devices are simple mechanical devices that attach to a hysteroscope and form a physical seal between the hysteroscope and the cervix. The mechanical seal reduces leakage from the cervix during hysteroscopic procedures. | Vagina, cervix, uterus | N | N | Ineligible
OB | OB | QKH | Assisted Reproduction Laminar Flow Workstation | 2 |  | N | N |  | 884.612 | 4 | This product code is a class II exempt counterpart of MQG, and was exempted, subject to the limitations of exemption, under the procedures established by the 21st Century Cures Act. This device type does not require premarket notification (510(k)) to market if it does not exceed the general limitations of exemption found in 21 CFR 884.9 and the specific limitations of exemption as stated in the �Physical State� field of this product code description. | Exemption is limited to assisted reproduction laminar flow workstations. | This product code is a class II exempt counterpart of MQG, and was exempted, subject to the limitations of exemption, under the procedures established by the 21st Century Cures Act. This device type does not require premarket notification (510(k)) to market if it does not exceed the general limitations of exemption found in 21 CFR 884.9 and the specific limitations of exemption as stated in the �Physical State� field of this product code description. | This product code is a class II exempt counterpart of MQG, and was exempted, subject to the limitations of exemption, under the procedures established by the 21st Century Cures Act. This device type does not require premarket notification (510(k)) to market if it does not exceed the general limitations of exemption found in 21 CFR 884.9 and the specific limitations of exemption as stated in the �Physical State� field of this product code description. | N | N | Ineligible
OB | OB | QKI | Media, Reproductive, Exempt | 2 |  | N | N |  | 884.618 | 4 | This product code is the class II exempt counterpart of MQL, and was exempted, subject to the limitations of exemption, under the procedures established by the 21st Century Cures Act. This device type does not require premarket notification (510(k)) to market if it does not exceed the general limitations of exemption found in 21 CFR 884.9 and the specific limitations of exemption as stated in the �Physical State� field of this product code description. | Exemption is limited to phosphate-buffered saline used for washing, and short-term handling and manipulation of gametes and embryos; culture oil used as an overlay for culture media containing gametes and embryos; and water for assisted reproduction applications. | This product code is the class II exempt counterpart of MQL, and was exempted, subject to the limitations of exemption, under the procedures established by the 21st Century Cures Act. This device type does not require premarket notification (510(k)) to market if it does not exceed the general limitations of exemption found in 21 CFR 884.9 and the specific limitations of exemption as stated in the �Physical State� field of this product code description. | This product code is the class II exempt counterpart of MQL, and was exempted, subject to the limitations of exemption, under the procedures established by the 21st Century Cures Act. This device type does not require premarket notification (510(k)) to market if it does not exceed the general limitations of exemption found in 21 CFR 884.9 and the specific limitations of exemption as stated in the �Physical State� field of this product code description. | N | N | Ineligible
OB | OB | QPD | Personal Lubricant Ring | 2 |  | N | N |  | 884.53 | 1 | This device is a personal lubricant, for vaginal application, intended to moisturize and lubricate, to enhance the ease and comfort of intimate sexual activity, and supplement the body's natural lubrication. This product may or may not be compatible with natural rubber latex, polyisoprene, polyurethane, and/or internal condoms. | This device consists of a hollow plastic ring filled with a liquid vaginal lubricating solution. | The lubricating solution in the lumen of the ring is released through the wall of the tubing into the vagina, moisturizing and lubricating the vaginal mucosa. | This device is intended to be used in the vagina. | N | N | Ineligible
OB | OB | QRZ | External Condom For Anal Intercourse Or Vaginal Intercourse | 2 |  | N | N |  | 884.5305 | 1 | An external condom for anal intercourse or vaginal intercourse is a barrier device which covers the penis and is used to prevent the transmission of sexually transmitted infections (when used for anal intercourse or vaginal intercourse) and for contraception (when used for vaginal intercourse). This classification does not include condoms intended for vaginal intercourse only. | Natural rubber latex sheath | Barrier device that covers the penis during anal or vaginal intercourse | Penis, vagina, anus | N | N | Ineligible
OB | OB | QUJ | Automated Cryopreservation Storage System | 2 |  | N | N |  | 884.612 | 4 | To provide an automated liquid nitrogen storage system for oocytes, embryos, and sperm. | liquid nitrogen cryopreservation storage unit and software controlled system to allow for automated storage and retrieval of gametes and/or embryos | Automatically stores and retrieves oocytes, embryos, and sperm in/from a liquid nitrogen controlled environment. | gametes and embryos | N | N | Ineligible
OB | OB | QYZ | At Home Intravaginal Insemination System | 2 |  | N | N |  | 884.611 | 1 | To deliver semen to the vaginal canal for insemination. | The device consists of a syringe/catheter with or without a collection cup. | A collection cup holds and contains semen or a sperm sample from a donor and works in conjunction with a syringe/catheter which withdraws the semen/sperm sample from the collection cup. The syringe is then used to deliver the semen/sperm sample to the vaginal canal. | Vaginal canal | N | N | Ineligible
OB | OP | NPB | System, Monitoring, For Progress Of Labor | 2 |  | N | N |  | 884.28 | 1 | This monitoring system for progress of labor provides intrapartum measurement of cervical dilation, fetal head station, and/or other sentinel anatomical markers. This device is intended to be used adjunctively with other diagnostic information in order to clinically follow the progress of labor. | This monitoring system for progress of labor provides intrapartum measurement of cervical dilation, fetal head station, and/or other sentinel anatomical markers. This device is intended to be used adjunctively with other diagnostic information in order to clinically follow the progress of labor. | This monitoring system for progress of labor provides intrapartum measurement of cervical dilation, fetal head station, and/or other sentinel anatomical markers. This device is intended to be used adjunctively with other diagnostic information in order to clinically follow the progress of labor. | This monitoring system for progress of labor provides intrapartum measurement of cervical dilation, fetal head station, and/or other sentinel anatomical markers. This device is intended to be used adjunctively with other diagnostic information in order to clinically follow the progress of labor. | N | N | Ineligible
OB | PM | QSB | Orthosis, Truncal, Pregnancy | 1 |  | N | N |  | 890.349 | 4 | Provide abdominal and back support during pregnancy | Foam support with cover | Provide abdominal and back support during pregnancy | Abdomen and back of pregnant individuals | N | N | Ineligible
OB | SU | OTO | Mesh, Surgical, Synthetic, Urogynecologic, For Apical Vaginal And Uterine Prolapse, Transabdominally Placed | 2 |  | N | N |  | 878.33 | 1 | Bridging material to attach the vaginal apex to the anterior longitudinal ligament of the sacrum; Procedures include abdominal sacrocolpopexy and laparoscopic sacrocolpopexy. | synthetic woven or non-woven fabric of varying material properties (e.g., density, pore size, weave, resorption, etc.); design can be pre-configured for specific repair or can be a sheet to allow surgeon to cut mesh to desired size and shape | permanent implant placed transabdominally that provides mechanical support and/or serves as a bridging material for suspending the vaginal apex or uterus from the sacral promontory. | vagina, uterus, sacrum | Y | N | Ineligible
OB | SU | PAJ | Mesh, Surgical, Non-Synthetic, Urogynecologic, For Apical Vaginal And Uterine Prolapse, Transabdominally Placed | 2 |  | N | N |  | 878.33 | 1 | Bridging material to attach the vaginal apex or uterus to the sacral promontory; procedures include abdominal sacrocolpopexy, laparoscopic sacrocolpopexy and robot-assisted sacrocolpopexy. | Non-synthetic woven or non-woven fabric of varying material properties (e.g., density, pore size, weave, resorption, etc.); design can be pre-configured for specific repair or can be a sheet to allow surgeon to cut the mesh to desired size and shape. | Permanent implant placed transabdominally that provides mechanical support and/or serves as a bridging material for suspending the vaginal apex or uterus to the sacral promontory. | vagina, uterus, sacrum | Y | N | Ineligible
OB |  | HHY | Prosthesis, Suture, Cerclage | 3 |  | N | N |  |  | 2 |  |  |  |  | N | N | Ineligible
OB |  | LHD | Device, Fertility Diagnostic, Proceptive |  | 1 | N | N |  |  | 7 |  |  |  |  | N | N | Eligible
OB |  | LLQ | Cap, Cervical, Contraceptive | 3 |  | N | N |  |  | 2 |  |  |  |  | N | N | Ineligible
OB |  | LLX | Catheter, Sampling, Chorionic Villus | 3 |  | N | N |  |  | 2 |  |  |  |  | N | N | Ineligible
OB |  | LOB | Dilator, Cervical, Synthetic, Osmotic, Pregnancy Termination | 3 |  | N | N |  |  | 2 |  |  |  |  | N | N | Ineligible
OB |  | LTA | Fluid, Hysteroscopy | 3 |  | N | N |  |  | 2 |  |  |  |  | N | N | Eligible
OB |  | LTY | Fluid, Cytological Collection | 3 |  | N | N |  |  | 2 |  |  |  |  | N | N | Eligible
OB |  | MCI | Graft, Vascular, Hemodialysis Access, Synthetic/Biological Composite | 3 |  | N | N |  |  | 2 |  |  |  |  | N | N | Ineligible
OB |  | MCN | Barrier, Absorbable, Adhesion | 3 |  | N | N |  |  | 2 |  |  |  |  | N | N | Ineligible
OB |  | MCP | Stimulator, Fetal, Acoustic | 3 |  | N | N |  |  | 2 |  |  |  |  | N | N | Ineligible
OB |  | MGI | Aspirator, Ultrasonic | 3 |  | N | N |  |  | 3 |  |  |  |  | N | N | Eligible
OB |  | MKN | Catheter, Balloon, Transcervical | 3 |  | N | N |  |  | 2 |  |  |  |  | N | N | Ineligible
OB |  | MMA | Oximeter, Fetal Pulse | 3 |  | N | N |  |  | 2 |  |  |  |  | N | N | Ineligible
OB |  | MNB | Device, Thermal Ablation, Endometrial | 3 |  | N | N |  |  | 2 |  |  |  |  | N | N | Ineligible
OB |  | MPR | Stent, Bladder, Fetal |  |  | N | N |  |  | 6 |  |  |  |  | Y | Y | Ineligible
OB |  | MWM | Sensor, Electro-Optical (For Cervical Cancer) | 3 |  | N | N |  |  | 2 | An optical detection system for the identification of areas on the cervix likely to contain cancer or precancerous cells. |  |  |  | N | N | Ineligible
OB |  | NRZ | Ablation System, High Intensity Focused Ultrasound (Hifu), Mr-Guided | 3 |  | N | N |  |  | 2 | An MR-guided focused ultrasound system is intended to use HIFU to ablate soft tissue. MR imaging and thermal mapping are used to plan and monitor the use of ultrasound ablation before and during the procedure. |  |  |  | N | N | Ineligible
OB |  | OVX | Water Immersion Labor Pool |  | 6 | N | N |  |  | 7 | Partial water immersion during labor in hospitals, birth centers and home. | Labor pools/tubs are structures intended to hold water which may be heated. They may be portable structures which are inflated or easily assembled which are filled using a hose or fixed structures which make use of fixed plumbing. They may be for single patient use or for multiple users. | The pool/tub provides a water environment in which a pregnant woman may labor. | Area below the head. | N | N | Eligible
OB |  | PAS | Rf/Microwave Hyperthermia System, Cancer Treatment |  |  | N | N |  |  | 6 | Used in conjunction with radiation therapy for the treatment of cervical carcinoma patients who normally would be treated with combined chemotherapy and radiation but are ineligible for chemotherapy due to patient related factors. | Hyperthermia System | Hyperthermia | Cervical carcinoma | N | N | Ineligible
OB |  | PKF | D And C Tray |  | 6 | N | N |  |  | 7 | This product code has been established in accordance with the May 20, 1997, Guidance entitled, Convenience Kits Interim Regulatory Guidance, found at http://www.fda.gov/MedicalDevices/DeviceRegulationandGuidance/GuidanceDocuments/ucm080216.htm . This kit, as described in the guidance above, is under enforcement discretion, and does not require a premarket notification (510(k)) to market. | This product code has been established in accordance with the May 20, 1997, Guidance entitled, Convenience Kits Interim Regulatory Guidance, found at http://www.fda.gov/MedicalDevices/DeviceRegulationandGuidance/GuidanceDocuments/ucm080216.htm . This kit, as described in the guidance above, is under enforcement discretion, and does not require a premarket notification (510(k)) to market. | This product code has been established in accordance with the May 20, 1997, Guidance entitled, Convenience Kits Interim Regulatory Guidance, found at http://www.fda.gov/MedicalDevices/DeviceRegulationandGuidance/GuidanceDocuments/ucm080216.htm . This kit, as described in the guidance above, is under enforcement discretion, and does not require a premarket notification (510(k)) to market. | This product code has been established in accordance with the May 20, 1997, Guidance entitled, Convenience Kits Interim Regulatory Guidance, found at http://www.fda.gov/MedicalDevices/DeviceRegulationandGuidance/GuidanceDocuments/ucm080216.htm . This kit, as described in the guidance above, is under enforcement discretion, and does not require a premarket notification (510(k)) to market. | N | N | Ineligible
OB |  | QLH | System, Intravaginal, For Controlled Release Of Drug Substance, Cder Or Cber Led |  | 4 | N | N |  |  | 3 | Intravaginal systems for controlled release of drug substance are products that are inserted into the vagina and provide controlled release of drug products | Intravaginal systems for controlled release of drug substance are products that are inserted into the vagina and provide controlled release of drug products | Intravaginal systems for controlled release of drug substance are products that are inserted into the vagina and provide controlled release of drug products | Vagina | N | N | Ineligible
OP | GU | KYH | Endoscope, Ophthalmic | 2 |  | N | Y |  | 876.15 | 1 |  |  |  |  | N | N | Eligible
OP | GU | MPA | Endoilluminator | 2 |  | N | Y |  | 876.15 | 1 |  |  |  |  | N | N | Eligible
OP | GU | NKZ | Endoilluminator, Reprocessed | 2 |  | N | N |  | 876.15 | 1 | Used intraocularly to provide light into the posterior of the eye during retinal surgery. Same as product code MPA, except this one is reprocessed. Reprocessing validation data for this device type must be included in a 510(k) submission. (70 FR 56911, available at https://www.govinfo.gov/content/pkg/FR-2005-09-29/pdf/05-19510.pdf). |  |  |  | N | N | Eligible
OP | HO | MRH | Pump, Infusion, Ophthalmic | 2 |  | N | N |  | 880.5725 | 1 |  |  |  |  | N | N | Eligible
OP | OP | FCT | Headlight, Fiberoptic Focusing | 2 |  | N | N |  | 886.4335 | 4 |  |  |  |  | N | N | Eligible
OP | OP | FSR | Light, Headband, Surgical | 2 |  | N | N |  | 886.4335 | 4 |  |  |  |  | N | N | Eligible
OP | OP | FTZ | Locator, Magnetic | 1 |  | Y | N |  | 886.4445 | 4 |  |  |  |  | N | N | Eligible
OP | OP | HIT | Tester, Color Vision | 1 |  | Y | N |  | 886.117 | 4 |  |  |  |  | N | N | Eligible
OP | OP | HIW | Anomaloscope | 1 |  | N | N |  | 886.107 | 4 |  |  |  |  | N | N | Eligible
OP | OP | HIX | Maxwell Spot, Ac-Powered | 1 |  | N | N |  | 886.1435 | 4 |  |  |  |  | N | N | Eligible
OP | OP | HIY | Brush, Haidinger, (Including Macular Integrity) | 1 |  | N | N |  | 886.109 | 4 |  |  |  |  | N | N | Eligible
OP | OP | HJA | Photokeratoscope | 1 |  | N | N |  | 886.135 | 4 |  |  |  |  | N | N | Eligible
OP | OP | HJB | Instrument, Measuring, Corneal Radius | 1 |  | N | N |  | 886.145 | 4 |  |  |  |  | N | N | Eligible
OP | OP | HJC | Esthesiometer, Ocular | 1 |  | N | N |  | 886.104 | 4 |  |  |  |  | N | N | Eligible
OP | OP | HJD | Illuminator, Color Vision Plate | 1 |  | N | N |  | 886.116 | 4 |  |  |  |  | N | N | Eligible
OP | OP | HJF | Magnifier, Hand-Held, Low-Vision | 1 |  | Y | N |  | 886.554 | 4 |  |  |  |  | N | N | Eligible
OP | OP | HJG | System, Reading, Television, Closed-Circuit | 1 |  | N | N |  | 886.582 | 4 |  |  |  |  | N | N | Eligible
OP | OP | HJH | Loupe, Binocular, Low Power | 1 |  | Y | N |  | 886.512 | 4 |  |  |  |  | N | N | Eligible
OP | OP | HJI | Lens, Fundus, Hruby, Diagnostic | 1 |  | Y | N |  | 886.1395 | 4 |  |  |  |  | N | N | Eligible
OP | OP | HJJ | Lens, Fresnel, Flexible, Diagnostic | 1 |  | Y | N |  | 886.139 | 4 |  |  |  |  | N | N | Eligible
OP | OP | HJK | Lens, Contact, Polymethylmethacrylate, Diagnostic | 2 |  | N | Y |  | 886.1385 | 1 |  |  |  |  | N | N | Eligible
OP | OP | HJL | Lens, Condensing, Diagnostic | 1 |  | Y | N |  | 886.138 | 4 |  |  |  |  | N | N | Eligible
OP | OP | HJM | Transilluminator, Ac-Powered | 2 |  | N | N |  | 886.1945 | 4 |  |  |  |  | N | N | Eligible
OP | OP | HJN | Transilluminator, Battery-Powered | 1 |  | N | N |  | 886.1945 | 4 |  |  |  |  | N | N | Eligible
OP | OP | HJO | Biomicroscope, Slit-Lamp, Ac-Powered | 2 |  | N | Y |  | 886.185 | 1 |  |  |  |  | N | N | Eligible
OP | OP | HJQ | Stereoscope, Ac-Powered | 1 |  | N | N |  | 886.187 | 4 |  |  |  |  | N | N | Eligible
OP | OP | HJR | Stereoscope, Battery-Powered | 1 |  | Y | N |  | 886.187 | 4 |  |  |  |  | N | N | Eligible
OP | OP | HJS | Test, Spectacle Dissociation, Ac-Powered (Lancaster) | 1 |  | N | N |  | 886.191 | 4 |  |  |  |  | N | N | Eligible
OP | OP | HJT | Haploscope | 1 |  | N | N |  | 886.134 | 4 |  |  |  |  | N | N | Eligible
OP | OP | HJW | Adaptometer (Biophotometer) | 1 |  | N | N |  | 886.105 | 4 |  |  |  |  | N | N | Eligible
OP | OP | HJX | Reader, Prism, Ophthalmic | 1 |  | Y | N |  | 886.581 | 4 |  |  |  |  | N | N | Eligible
OP | OP | HJY | Reader, Bar, Ophthalmic | 1 |  | Y | N |  | 886.58 | 4 |  |  |  |  | N | N | Eligible
OP | OP | HJZ | Crutch, Ptosis | 1 |  | Y | N |  | 886.56 | 4 |  |  |  |  | N | N | Eligible
OP | OP | HKB | Telescope, Hand-Held, Low-Vision | 1 |  | Y | N |  | 886.587 | 4 |  |  |  |  | N | N | Eligible
OP | OP | HKC | Spectacle Microscope, Low-Vision | 1 |  | Y | N |  | 886.554 | 4 |  |  |  |  | N | N | Eligible
OP | OP | HKD | Tape, Nystagmus | 1 |  | Y | N |  | 886.1905 | 4 |  |  |  |  | N | N | Eligible
OP | OP | HKF | Mirror, Headband, Ophthalmic | 1 |  | N | N |  | 886.15 | 4 |  |  |  |  | N | N | Eligible
OP | OP | HKG | Fornixscope | 1 |  | Y | N |  | 886.132 | 4 |  |  |  |  | N | N | Eligible
OP | OP | HKI | Camera, Ophthalmic, Ac-Powered | 2 |  | N | Y |  | 886.112 | 1 |  |  |  |  | N | N | Eligible
OP | OP | HKK | Telescope, Spectacle, Low-Vision | 1 |  | Y | N |  | 886.587 | 4 |  |  |  |  | N | N | Eligible
OP | OP | HKL | Retinoscope, Ac-Powered | 2 |  | N | N |  | 886.178 | 4 |  |  |  |  | N | N | Eligible
OP | OP | HKM | Retinoscope, Battery-Powered | 1 |  | Y | N |  | 886.178 | 4 |  |  |  |  | N | N | Eligible
OP | OP | HKN | Refractor, Manual, Non-Powered, Including Phoropter | 1 |  | Y | N |  | 886.177 | 4 |  |  |  |  | N | N | Eligible
OP | OP | HKO | Refractometer, Ophthalmic | 1 |  | N | N |  | 886.176 | 4 |  |  |  |  | N | N | Eligible
OP | OP | HKP | Instrument, Vitreous Aspiration And Cutting, Battery-Powered | 2 |  | N | Y |  | 886.415 | 1 |  |  |  |  | N | N | Eligible
OP | OP | HKQ | Prism, Rotary, Ophthalmic | 1 |  | Y | N |  | 886.1665 | 4 |  |  |  |  | N | N | Eligible
OP | OP | HKR | Lens, Maddox | 1 |  | Y | N |  | 886.14 | 4 |  |  |  |  | N | N | Eligible
OP | OP | HKS | Prism, Gonioscopic | 1 |  | N | N |  | 886.166 | 4 |  |  |  |  | N | N | Eligible
OP | OP | HKT | Prism, Fresnel, Ophthalmic | 1 |  | Y | N |  | 886.1655 | 4 |  |  |  |  | N | N | Eligible
OP | OP | HKW | Prism, Bar, Ophthalmic | 1 |  | Y | N |  | 886.165 | 4 |  |  |  |  | N | N | Eligible
OP | OP | HKX | Tonometer, Ac-Powered | 2 |  | N | N |  | 886.193 | 1 |  |  |  |  | N | N | Eligible
OP | OP | HKY | Tonometer, Manual | 2 |  | N | Y |  | 886.193 | 1 |  |  |  |  | N | N | Eligible
OP | OP | HKZ | Sterilizer, Tonometer | 1 |  | N | N |  | 886.194 | 4 |  |  |  |  | N | N | Eligible
OP | OP | HLA | Calibrator, Tonometer | 2 |  | N | Y |  | 886.193 | 1 |  |  |  |  | N | N | Eligible
OP | OP | HLC | Instrument, Measuring, Stereopsis | 1 |  | Y | N |  | 886.146 | 4 |  |  |  |  | N | N | Eligible
OP | OP | HLD | Engine, Trephine, Accessories, Gas-Powered | 1 |  | N | N |  | 886.407 | 4 |  |  |  |  | N | N | Eligible
OP | OP | HLE | Ruler, Nearpoint (Punctometer) | 1 |  | Y | N |  | 886.179 | 4 |  |  |  |  | N | N | Eligible
OP | OP | HLF | Device, Measuring, Lens Radius, Ophthalmic | 1 |  | N | N |  | 886.143 | 4 |  |  |  |  | N | N | Eligible
OP | OP | HLG | Pupillometer, Ac-Powered | 1 |  | N | N |  | 886.17 | 4 |  |  |  |  | N | N | Eligible
OP | OP | HLH | Pupillometer, Manual | 1 |  | Y | N |  | 886.17 | 4 |  |  |  |  | N | N | Eligible
OP | OP | HLI | Ophthalmoscope, Ac-Powered | 2 |  | N | N |  | 886.157 | 4 |  |  |  |  | N | N | Eligible
OP | OP | HLJ | Ophthalmoscope, Battery-Powered | 2 |  | N | N |  | 886.157 | 4 |  |  |  |  | N | N | Eligible
OP | OP | HLK | Screen, Tangent, Target, Battery-Powered | 1 |  | Y | N |  | 886.181 | 4 |  |  |  |  | N | N | Eligible
OP | OP | HLL | Monitor, Eye Movement | 2 |  | N | Y |  | 886.151 | 1 |  |  |  |  | N | N | Eligible
OP | OP | HLM | Instrument, Measuring, Lens, Ac-Powered | 1 |  | N | N |  | 886.1425 | 4 |  |  |  |  | N | N | Eligible
OP | OP | HLN | Gauge, Lens, Ophthalmic | 1 |  | N | N |  | 886.142 | 4 |  |  |  |  | N | N | Eligible
OP | OP | HLO | Test, Spectacle Dissociation, Battery-Powered (Lancaster) | 1 |  | Y | N |  | 886.191 | 4 |  |  |  |  | N | N | Eligible
OP | OP | HLP | Target, Fusion And Stereoscopic | 1 |  | Y | N |  | 886.188 | 4 |  |  |  |  | N | N | Eligible
OP | OP | HLQ | Keratoscope, Ac-Powered | 1 |  | N | N |  | 886.135 | 4 |  |  |  |  | N | N | Eligible
OP | OP | HLR | Keratoscope, Battery-Powered | 1 |  | Y | N |  | 886.135 | 4 |  |  |  |  | N | N | Eligible
OP | OP | HLS | Exophthalmometer | 1 |  | N | N |  | 886.127 | 4 |  |  |  |  | N | N | Eligible
OP | OP | HLT | Preamplifier, Ac-Powered, Ophthalmic | 2 |  | N | Y |  | 886.164 | 1 |  |  |  |  | N | N | Eligible
OP | OP | HLW | Preamplifier, Battery-Powered, Ophthalmic | 2 |  | N | Y |  | 886.164 | 1 |  |  |  |  | N | N | Eligible
OP | OP | HLX | Photostimulator, Ac-Powered | 2 |  | N | Y |  | 886.163 | 1 |  |  |  |  | N | N | Eligible
OP | OP | HLZ | Electrode, Corneal | 2 |  | N | Y |  | 886.122 | 1 |  |  |  |  | N | N | Eligible
OP | OP | HMC | Monitor, Eye Movement, Diagnostic | 2 |  | N | Y |  | 886.151 | 1 |  |  |  |  | N | N | Eligible
OP | OP | HMD | Chair, Ophthalmic, Manual | 1 |  | Y | N |  | 886.114 | 4 |  |  |  |  | N | N | Eligible
OP | OP | HME | Chair, Ophthalmic, Ac-Powered | 1 |  | N | N |  | 886.114 | 4 |  |  |  |  | N | N | Eligible
OP | OP | HMF | Stand, Instrument, Ac-Powered, Ophthalmic | 1 |  | N | N |  | 886.186 | 4 |  |  |  |  | N | N | Eligible
OP | OP | HMG | Stand, Instrument, Ophthalmic, Non-Powered | 1 |  | N | N |  | 886.186 | 4 |  |  |  |  | N | N | Eligible
OP | OP | HMH | Rack, Skiascopic | 1 |  | N | N |  | 886.175 | 4 |  |  |  |  | N | N | Eligible
OP | OP | HMJ | Screen, Tangent, Projection, Battery-Powered | 1 |  | Y | N |  | 886.181 | 4 |  |  |  |  | N | N | Eligible
OP | OP | HMK | Euthyscope, Ac-Powered | 2 |  | N | N |  | 886.125 | 4 |  |  |  |  | N | N | Eligible
OP | OP | HML | Euthyscope, Battery-Powered | 1 |  | N | N |  | 886.125 | 4 |  |  |  |  | N | N | Eligible
OP | OP | HMM | Distometer | 1 |  | Y | N |  | 886.119 | 4 |  |  |  |  | N | N | Eligible
OP | OP | HMQ | Marker, Sclera | 1 |  | N | N |  | 886.457 | 4 |  |  |  |  | N | N | Eligible
OP | OP | HMR | Marker, Ocular | 1 |  | N | N |  | 886.457 | 4 |  |  |  |  | N | N | Eligible
OP | OP | HMS | Drum, Eye Knife Test | 1 |  | Y | N |  | 886.423 | 4 |  |  |  |  | N | N | Eligible
OP | OP | HMX | Cannula, Ophthalmic | 1 |  | N | N |  | 886.435 | 4 |  |  |  |  | N | N | Eligible
OP | OP | HMY | Keratome, Battery-Powered | 1 |  | N | Y |  | 886.437 | 1 |  |  |  |  | N | N | Eligible
OP | OP | HMZ | Trabeculotome | 1 |  | N | N |  | 886.435 | 4 |  |  |  |  | N | N | Eligible
OP | OP | HNA | Spud, Ophthalmic | 1 |  | N | N |  | 886.435 | 4 |  |  |  |  | N | N | Eligible
OP | OP | HNB | Spoon, Ophthalmic | 1 |  | N | N |  | 886.435 | 4 |  |  |  |  | N | N | Eligible
OP | OP | HNC | Specula, Ophthalmic | 1 |  | N | N |  | 886.435 | 4 |  |  |  |  | N | N | Eligible
OP | OP | HND | Spatula, Ophthalmic | 1 |  | N | N |  | 886.435 | 4 |  |  |  |  | N | N | Eligible
OP | OP | HNE | Snare, Enucleating | 1 |  | N | N |  | 886.435 | 4 |  |  |  |  | N | N | Eligible
OP | OP | HNF | Scissors, Ophthalmic | 1 |  | N | N |  | 886.435 | 4 |  |  |  |  | N | N | Eligible
OP | OP | HNG | Rongeur, Lachrymal Sac | 1 |  | N | N |  | 886.435 | 4 |  |  |  |  | N | N | Eligible
OP | OP | HNH | Ring, Ophthalmic (Flieringa) | 1 |  | N | N |  | 886.435 | 4 |  |  |  |  | N | N | Eligible
OP | OP | HNI | Retractor, Ophthalmic | 1 |  | N | N |  | 886.435 | 4 |  |  |  |  | N | N | Eligible
OP | OP | HNJ | Punch, Corneo-Scleral | 1 |  | N | N |  | 886.435 | 4 |  |  |  |  | N | N | Eligible
OP | OP | HNK | Probe, Trabeculotomy | 1 |  | N | N |  | 886.435 | 4 |  |  |  |  | N | N | Eligible
OP | OP | HNL | Probe, Lachrymal | 1 |  | N | N |  | 886.435 | 4 |  |  |  |  | N | N | Eligible
OP | OP | HNM | Needle, Ophthalmic Suturing | 1 |  | N | N |  | 886.435 | 4 |  |  |  |  | N | N | Eligible
OP | OP | HNN | Knife, Ophthalmic | 1 |  | N | N |  | 886.435 | 4 |  |  |  |  | N | N | Eligible
OP | OP | HNO | Keratome, Ac-Powered | 1 |  | N | Y |  | 886.437 | 1 |  |  |  |  | N | N | Eligible
OP | OP | HNP | Introducer, Sphere | 1 |  | N | N |  | 886.435 | 4 |  |  |  |  | N | N | Eligible
OP | OP | HNQ | Hook, Ophthalmic | 1 |  | N | N |  | 886.435 | 4 |  |  |  |  | N | N | Eligible
OP | OP | HNR | Forceps, Ophthalmic | 1 |  | N | N |  | 886.435 | 4 |  |  |  |  | N | N | Eligible
OP | OP | HNS | Expressor | 1 |  | N | N |  | 886.435 | 4 |  |  |  |  | N | N | Eligible
OP | OP | HNT | Erisophake | 1 |  | N | N |  | 886.435 | 4 |  |  |  |  | N | N | Eligible
OP | OP | HNW | Dilator, Lachrymal | 1 |  | N | N |  | 886.435 | 4 |  |  |  |  | N | N | Eligible
OP | OP | HNX | Depressor, Orbital | 1 |  | N | N |  | 886.435 | 4 |  |  |  |  | N | N | Eligible
OP | OP | HNY | Cystotome | 1 |  | N | N |  | 886.435 | 4 |  |  |  |  | N | N | Eligible
OP | OP | HNZ | Curette, Ophthalmic | 1 |  | N | N |  | 886.435 | 4 |  |  |  |  | N | N | Eligible
OP | OP | HOA | Compressor, Orbital | 1 |  | N | N |  | 886.435 | 4 |  |  |  |  | N | N | Eligible
OP | OP | HOB | Clamp, Muscle, Ophthalmic | 1 |  | N | N |  | 886.435 | 4 |  |  |  |  | N | N | Eligible
OP | OP | HOC | Clip, Iris Retractor | 1 |  | N | N |  | 886.435 | 4 |  |  |  |  | N | N | Eligible
OP | OP | HOD | Clamp, Eyelid, Ophthalmic | 1 |  | N | N |  | 886.435 | 4 |  |  |  |  | N | N | Eligible
OP | OP | HOE | Caliper, Ophthalmic | 1 |  | N | N |  | 886.435 | 4 |  |  |  |  | N | N | Eligible
OP | OP | HOF | Burr, Corneal, Manual | 1 |  | N | N |  | 886.435 | 4 |  |  |  |  | N | N | Eligible
OP | OP | HOG | Burr, Corneal, Battery-Powered | 1 |  | N | N |  | 886.407 | 4 |  |  |  |  | N | N | Eligible
OP | OP | HOH | Spectacle, Operating (Loupe), Ophthalmic | 1 |  | Y | N |  | 886.477 | 4 |  |  |  |  | N | N | Eligible
OP | OP | HOI | Spectacle, Magnifying | 1 |  | N | N |  | 886.584 | 4 |  |  |  |  | N | N | Eligible
OP | OP | HOJ | Screen, Tangent, Target | 1 |  | N | N |  | 886.181 | 4 |  |  |  |  | N | N | Eligible
OP | OP | HOK | Screen, Tangent, Projection, Ac-Powered | 1 |  | N | N |  | 886.181 | 4 |  |  |  |  | N | N | Eligible
OP | OP | HOL | Screen, Tangent, Felt (Campimeter) | 1 |  | N | N |  | 886.181 | 4 |  |  |  |  | N | N | Eligible
OP | OP | HOM | Screen, Tangent, Ac-Powered (Campimeter) | 1 |  | N | N |  | 886.181 | 4 |  |  |  |  | N | N | Eligible
OP | OP | HON | Perimeter, Manual | 1 |  | Y | N |  | 886.1605 | 4 |  |  |  |  | N | N | Eligible
OP | OP | HOO | Perimeter, Ac-Powered | 1 |  | N | N |  | 886.1605 | 4 |  |  |  |  | N | N | Eligible
OP | OP | HOP | Campimeter, Stereo, Battery-Powered | 1 |  | Y | N |  | 886.181 | 4 |  |  |  |  | N | N | Eligible
OP | OP | HOQ | Grid, Amsler | 1 |  | Y | N |  | 886.133 | 4 |  |  |  |  | N | N | Eligible
OP | OP | HOR | Simulatan (Including Crossed Cylinder) | 1 |  | Y | N |  | 886.184 | 4 |  |  |  |  | N | N | Eligible
OP | OP | HOS | Projector, Ophthalmic | 1 |  | N | N |  | 886.168 | 4 |  |  |  |  | N | N | Eligible
OP | OP | HOT | Aid, Vision Image Intensification | 1 |  | Y | N |  | 886.591 | 4 |  |  |  |  | N | N | Eligible
OP | OP | HOW | Drum, Opticokinetic | 1 |  | Y | N |  | 886.12 | 4 |  |  |  |  | N | N | Eligible
OP | OP | HOX | Chart, Visual Acuity | 1 |  | Y | N |  | 886.115 | 4 |  |  |  |  | N | N | Eligible
OP | OP | HOY | Shield, Eye, Ophthalmic (Including Sunlamp Protective Eyewear And Post-Mydriatic Eyewear) | 1 |  | Y | N |  | 886.475 | 4 |  |  |  |  | N | N | Eligible
OP | OP | HOZ | Sponge, Ophthalmic | 2 |  | N | N |  | 886.479 | 4 |  |  |  |  | N | N | Eligible
OP | OP | HPA | Frame, Trial, Ophthalmic | 1 |  | Y | N |  | 886.1415 | 4 |  |  |  |  | N | N | Eligible
OP | OP | HPB | Clip, Lens, Trial, Ophthalmic | 1 |  | N | N |  | 886.141 | 4 |  |  |  |  | N | N | Eligible
OP | OP | HPC | Set, Lens, Trial, Ophthalmic | 1 |  | N | N |  | 886.1405 | 4 |  |  |  |  | N | N | Eligible
OP | OP | HPD | Lens, Bagolini | 1 |  | Y | N |  | 886.1375 | 4 |  |  |  |  | N | N | Eligible
OP | OP | HPE | Aid, Vision, Optical, Battery-Powered | 1 |  | Y | N |  | 886.5915 | 4 |  |  |  |  | N | N | Eligible
OP | OP | HPF | Aid, Vision, Electronic, Ac-Powered | 1 |  | N | N |  | 886.59 | 4 |  |  |  |  | N | N | Eligible
OP | OP | HPG | Aid, Vision, Electronic, Battery-Powered | 1 |  | N | N |  | 886.59 | 4 |  |  |  |  | N | N | Eligible
OP | OP | HPI | Aid, Vision, Optical, Ac-Powered | 1 |  | N | N |  | 886.5915 | 4 |  |  |  |  | N | N | Eligible
OP | OP | HPJ | Instrument, Visual Field, Laser | 2 |  | N | Y |  | 886.136 | 1 |  |  |  |  | N | N | Eligible
OP | OP | HPK | Tonograph | 2 |  | N | Y |  | 886.193 | 1 |  |  |  |  | N | N | Eligible
OP | OP | HPL | Device, Fixation, Ac-Powered, Ophthalmic | 1 |  | N | N |  | 886.129 | 4 | A fixation device is an AC-powered device intended for use as a fixation target for the patient during ophthalmologic examination. The patient directs his or her gaze so that the visual image of the object falls on the fovea centralis (the center of the macular retina of the eye.) |  |  |  | N | N | Eligible
OP | OP | HPM | Locator, Metal, Electronic | 2 |  | N | N |  | 886.44 | 4 |  |  |  |  | N | N | Eligible
OP | OP | HPN | Magnet, Permanent | 1 |  | Y | N |  | 886.4445 | 4 |  |  |  |  | N | N | Eligible
OP | OP | HPO | Magnet, Ac-Powered | 2 |  | N | N |  | 886.444 | 4 |  |  |  |  | N | N | Eligible
OP | OP | HPP | Headlamp, Operating, Battery-Operated | 1 |  | N | N |  | 886.4335 | 4 |  |  |  |  | N | N | Eligible
OP | OP | HPQ | Headlamp, Operating, Ac-Powered | 2 |  | N | N |  | 886.4335 | 4 |  |  |  |  | N | N | Eligible
OP | OP | HPS | Unit, Cryophthalmic | 2 |  | N | Y |  | 886.417 | 1 |  |  |  |  | N | N | Eligible
OP | OP | HPT | Perimeter, Automatic, Ac-Powered | 1 |  | N | N |  | 886.1605 | 4 |  |  |  |  | N | N | Eligible
OP | OP | HPW | Probe And Counter, Isotope, For Phosphorus 32 | 2 |  | N | Y |  | 886.167 | 1 |  |  |  |  | N | N | Eligible
OP | OP | HPY | Unit, Electrolysis, Battery-Powered, Ophthalmic | 1 |  | N | N |  | 886.425 | 4 |  |  |  |  | N | N | Eligible
OP | OP | HPZ | Implant, Eye Sphere | 2 |  | N | N |  | 886.332 | 1 |  |  |  |  | Y | N | Eligible
OP | OP | HQA | Unit, Cryotherapy, Ophthalmic | 2 |  | N | Y |  | 886.417 | 1 |  |  |  |  | N | N | Eligible
OP | OP | HQB | Photocoagulator And Accessories | 2 |  | N | Y |  | 886.469 | 1 |  |  |  |  | N | N | Eligible
OP | OP | HQC | Unit, Phacofragmentation | 2 |  | N | Y |  | 886.467 | 1 |  |  |  |  | N | N | Eligible
OP | OP | HQD | Lens, Contact (Other Material) - Daily | 2 |  | N | Y |  | 886.5916 | 1 |  |  |  |  | N | N | Eligible
OP | OP | HQE | Instrument, Vitreous Aspiration And Cutting, Ac-Powered | 2 |  | N | Y |  | 886.415 | 1 |  |  |  |  | N | N | Eligible
OP | OP | HQF | Laser, Ophthalmic | 2 |  | N | Y |  | 886.439 | 1 |  |  |  |  | N | N | Eligible
OP | OP | HQG | Lens, Spectacle, Non-Custom (Prescription) | 1 |  | N | N |  | 886.5844 | 4 |  |  |  |  | N | N | Eligible
OP | OP | HQH | Eye, Artificial, Non-Custom | 1 |  | N | N |  | 886.32 | 4 |  |  |  |  | N | N | Eligible
OP | OP | HQJ | Implant, Absorbable, (Scleral Buckling Methods) | 2 |  | N | N |  | 886.33 | 1 |  |  |  |  | Y | N | Eligible
OP | OP | HQL | Intraocular Lens | 3 |  | N | N |  | 886.36 | 2 |  |  |  |  | Y | N | Eligible
OP | OP | HQM | Keratoprosthesis, Permanent Implant | 2 |  | N | N |  | 886.34 | 1 |  |  |  |  | Y | N | Eligible
OP | OP | HQN | Conformer, Ophthalmic | 2 |  | N | N |  | 886.313 | 4 |  |  |  |  | N | N | Eligible
OP | OP | HQO | Unit, Cautery, Thermal, Ac-Powered | 2 |  | N | Y |  | 886.4115 | 1 |  |  |  |  | N | N | Eligible
OP | OP | HQP | Unit, Cautery, Thermal, Battery-Powered | 2 |  | N | Y |  | 886.4115 | 1 |  |  |  |  | N | N | Eligible
OP | OP | HQQ | Apparatus, Cautery, Radiofrequency, Battery-Powered | 2 |  | N | Y |  | 886.41 | 1 |  |  |  |  | N | N | Eligible
OP | OP | HQR | Apparatus, Cautery, Radiofrequency, Ac-Powered | 2 |  | N | Y |  | 886.41 | 1 |  |  |  |  | N | N | Eligible
OP | OP | HQS | Burr, Corneal, Ac-Powered | 1 |  | N | N |  | 886.407 | 4 |  |  |  |  | N | N | Eligible
OP | OP | HQT | Shell, Scleral | 2 |  | N | N |  | 886.38 | 4 |  |  |  |  | Y | N | Eligible
OP | OP | HQW | Clip, Tantalum, Ophthalmic | 2 |  | N | N |  | 886.31 | 4 |  |  |  |  | Y | N | Eligible
OP | OP | HQX | Implant, Orbital, Extra-Ocular | 2 |  | N | N |  | 886.334 | 1 |  |  |  |  | Y | N | Eligible
OP | OP | HQY | Sunglasses (Non-Prescription Including Photosensitive) | 1 |  | N | N |  | 886.585 | 4 |  |  |  |  | N | N | Eligible
OP | OP | HQZ | Frame, Spectacle | 1 |  | N | N |  | 886.5842 | 4 |  |  |  |  | N | N | Eligible
OP | OP | HRC | Sterilizer, Soft-Lens, Thermal, Battery-Powered | 2 |  | N | Y |  | 886.5928 | 1 |  |  |  |  | N | N | Eligible
OP | OP | HRD | Sterilizer, Soft-Lens, Thermal, Ac-Powered | 2 |  | N | Y |  | 886.5928 | 1 |  |  |  |  | N | N | Eligible
OP | OP | HRE | Cabinet, Instrument, Ac-Powered, Ophthalmic | 1 |  | N | N |  | 886.186 | 4 |  |  |  |  | N | N | Eligible
OP | OP | HRF | Engine, Trephine, Accessories, Battery-Powered | 1 |  | N | N |  | 886.407 | 4 |  |  |  |  | N | N | Eligible
OP | OP | HRG | Engine, Trephine, Accessories, Ac-Powered | 1 |  | N | N |  | 886.407 | 4 |  |  |  |  | N | N | Eligible
OP | OP | HRH | Trephine, Manual, Ophthalmic | 1 |  | N | N |  | 886.435 | 4 |  |  |  |  | N | N | Eligible
OP | OP | HRI | Pupillograph | 1 |  | N | N |  | 886.169 | 4 |  |  |  |  | N | N | Eligible
OP | OP | HRJ | Table, Instrument, Powered, Ophthalmic | 1 |  | N | N |  | 886.4855 | 4 |  |  |  |  | N | N | Eligible
OP | OP | HRK | Table, Instrument, Manual, Ophthalmic | 1 |  | Y | N |  | 886.4855 | 4 |  |  |  |  | N | N | Eligible
OP | OP | HRL | Unit, Beta, Radiation, Ophthalmic | 2 |  | N | Y |  | 886.51 | 1 |  |  |  |  | N | N | Eligible
OP | OP | HRN | Unit, Cryophthalmic, Ac-Powered | 2 |  | N | Y |  | 886.417 | 1 |  |  |  |  | N | N | Eligible
OP | OP | HRO | Unit, Electrolysis, Ac-Powered, Ophthalmic | 2 |  | N | N |  | 886.425 | 4 |  |  |  |  | N | N | Eligible
OP | OP | HRP | Pen, Marking, Surgical | 1 |  | N | N |  | 886.457 | 4 |  |  |  |  | N | N | Eligible
OP | OP | KYB | Lens, Guide, Intraocular | 1 |  | N | N |  | 886.43 | 4 |  |  |  |  | N | N | Eligible
OP | OP | KYD | Strip, Schirmer | 1 |  | N | N |  | 886.18 | 4 |  |  |  |  | N | N | Eligible
OP | OP | KYE | Inserter/Remover Contact Lens | 1 |  | N | N |  | 886.542 | 4 |  |  |  |  | N | N | Eligible
OP | OP | KYF | Implant, Eye Valve | 2 |  | N | N |  | 886.392 | 1 |  |  |  |  | Y | N | Ineligible
OP | OP | KYG | Device, Irrigation, Ocular Surgery | 1 |  | N | N |  | 886.436 | 4 |  |  |  |  | N | N | Eligible
OP | OP | LCC | Applicator, Ocular Pressure | 2 |  | N | Y |  | 886.461 | 1 |  |  |  |  | N | N | Eligible
OP | OP | LPL | Lenses, Soft Contact, Daily Wear | 2 |  | N | Y |  | 886.5925 | 1 |  |  |  |  | N | N | Eligible
OP | OP | LPM | Lenses, Soft Contact, Extended Wear | 3 |  | N | N |  | 886.5925 | 2 |  |  |  |  | N | N | Eligible
OP | OP | LPN | Accessories, Soft Lens Products | 2 |  | N | Y |  | 886.5928 | 1 |  |  |  |  | N | N | Eligible
OP | OP | LPO | Gases Used Within Eye To Place Pressure On Detached Retina | 3 |  | N | N |  | 886.427 | 2 |  |  |  |  | N | N | Eligible
OP | OP | LQJ | Lens, Surgical, Laser, Accesssory, Ophthalmic Laser | 2 |  | N | Y |  | 886.439 | 1 |  |  |  |  | N | N | Eligible
OP | OP | LRX | Case, Contact Lens | 2 |  | N | Y |  | 886.5928 | 1 |  |  |  |  | N | N | Eligible
OP | OP | LWL | Fluid, Intraocular | 3 |  | N | N |  | 886.4275 | 2 |  |  |  |  | N | N | Eligible
OP | OP | LXP | Plug, Scleral | 2 |  | N | N |  | 886.4155 | 1 | Intended to provide temporary closure of a scleral incision during an ophthalmic procedure. |  |  | Eye | N | N | Eligible
OP | OP | LXS | Laser, Neodymium:Yag, Ophthalmic For Posterior Capsulotomy And Cutting Pupilla | 2 |  | N | Y |  | 886.4392 | 1 |  |  |  |  | N | N | Eligible
OP | OP | LYL | Accessories, Solution, Ultrasonic Cleaners For Lenses | 2 |  | N | Y |  | 886.5928 | 1 |  |  |  |  | N | N | Eligible
OP | OP | LZP | Aid, Surgical, Viscoelastic | 3 |  | N | N |  | 886.4275 | 2 |  |  |  |  | N | N | Eligible
OP | OP | LZR | Ultrasound, Cyclodestructive | 2 |  | N | N |  | 886.535 | 1 | An ultrasound cyclodestructive device uses high intensity focused ultrasound (HIFU) energy to create lesions in the ciliary body and/or trabecular meshwork to reduce intraocular pressure in glaucoma patients. | An ultrasound transducer assembly, support arm and electronic control unit. | Creation of high intensity focused ultrasound (HIFU) energy. | Ciliary body and/or trabecular meshwork. | N | N | Eligible
OP | OP | MFK | Lens, Multifocal Intraocular | 3 |  | N | N |  | 886.36 | 2 |  |  |  |  | Y | N | Eligible
OP | OP | MJP | Lens, Intraocular, Toric Optics | 3 |  | N | N |  | 886.36 | 2 |  |  |  |  | Y | N | Eligible
OP | OP | MLP | Keratoprosthesis, Temporary Implant, Surgical Use | 2 |  | N | Y |  | 886.34 | 1 |  |  |  |  | Y | N | Eligible
OP | OP | MLZ | Vitrectomy, Instrument Cutter | 2 |  | N | Y |  | 886.415 | 1 |  |  |  |  | N | N | Eligible
OP | OP | MMC | Dilator, Expansive Iris (Accessory) | 2 |  | N | Y |  | 886.415 | 1 |  |  |  |  | N | N | Eligible
OP | OP | MMF | Photorefractor | 2 |  | N | N |  | 886.112 | 4 |  |  |  |  | N | N | Eligible
OP | OP | MML | Weights, Eyelid, External | 2 |  | N | N |  | 886.57 | 4 | Gravity assisted treatment of lagophthalmos (incomplete eyelid closure) | An eyelid weight is a prescription device made of gold, tantalum, platinum, iridium, or surgical grade stainless steel that is rectangular in shape and contoured to the shape of the eye. | It uses gravity/weight of the metal to assist in closure of the eyelid. | Eyelid | N | N | Eligible
OP | OP | MMQ | Topographer, Corneal, Ac-Powered | 1 |  | N | N |  | 886.135 | 4 |  |  |  |  | N | N | Eligible
OP | OP | MOE | Collagen Corneal Shield | 1 |  | Y | N |  | 886.475 | 4 |  |  |  |  | N | N | Eligible
OP | OP | MQU | Ocular Peg | 2 |  | N | N |  | 886.332 | 1 |  |  |  |  | Y | N | Eligible
OP | OP | MRC | Products, Contact Lens Care, Rigid Gas Permeable | 2 |  | N | Y |  | 886.5918 | 1 |  |  |  |  | N | N | Eligible
OP | OP | MSG | Ophthalmoscopes, Replacement Batteries, Hand-Held | 2 |  | N | N |  | 886.157 | 4 |  |  |  |  | N | N | Eligible
OP | OP | MSR | Tubing, Replacement, Phacofragmentation Unit | 2 |  | N | N |  | 886.415 | 4 |  |  |  |  | N | N | Eligible
OP | OP | MSS | Folders And Injectors, Intraocular Lens (Iol) | 1 |  | N | Y |  | 886.43 | 1 |  |  |  |  | N | N | Eligible
OP | OP | MTZ | Wrap, Implant, Orbital | 2 |  | N | N |  | 886.332 | 1 |  |  |  |  | Y | N | Eligible
OP | OP | MUS | Fluidic, Phacoemulsification/Phacofragmentation | 2 |  | N | Y |  | 886.467 | 1 |  |  |  |  | N | N | Eligible
OP | OP | MUW | Lens, Contact (Orthokeratology) | 2 |  | N | N |  | 886.5916 | 1 |  |  |  |  | N | N | Eligible
OP | OP | MVN | Lens, Contact, (Disposable) | 2 |  | N | Y |  | 886.5925 | 1 |  |  |  |  | N | N | Eligible
OP | OP | MWL | Lens, Contact (Rigid Gas Permeable), Extended Wear | 3 |  | N | N |  | 886.5916 | 2 |  |  |  |  | N | N | Eligible
OP | OP | MXK | Device, Analysis, Anterior Segment | 2 |  | N | Y |  | 886.185 | 1 |  |  |  |  | N | N | Eligible
OP | OP | MXO | Laser, System, Phacolysis | 2 |  | N | Y |  | 886.467 | 1 |  |  |  |  | N | N | Eligible
OP | OP | MXY | Cannula, Ophthalmic, Posterior Capsular Polishing, Polyvinyl Acetal | 1 |  | N | N |  | 886.435 | 4 |  |  |  |  | N | N | Eligible
OP | OP | MYC | Ophthalmoscope, Laser, Scanning | 2 |  | N | Y |  | 886.157 | 1 |  |  |  |  | N | N | Eligible
OP | OP | MYD | Keratome, Water Jet | 1 |  | N | Y |  | 886.437 | 1 |  |  |  |  | N | N | Eligible
OP | OP | MZD | System, In-Office Tinting, Contact Lenses | 2 |  | N | Y |  | 886.5925 | 1 |  |  |  |  | N | N | Eligible
OP | OP | NAA | Lens, Intraocular, Accommodative | 3 |  | N | N |  | 886.36 | 2 |  |  |  |  | Y | N | Eligible
OP | OP | NAI | Lens, Prescription, Color Deficiency | 1 |  | N | N |  | 886.5844 | 4 |  |  |  |  | N | N | Eligible
OP | OP | NCB | Weights, Eyelid, Implantable | 2 |  | N | N |  | 886.57 | 1 | Gravity assisted treatment of lagophthalmos (incomplete eyelid closure) | An eyelid weight is a prescription device made of gold, tantalum, platinum, iridium, or surgical grade stainless steel that is rectangular in shape and contoured to the shape of the eye. | It uses gravity/weight of the metal to assist in closure of the eyelid. | Eyelid | Y | N | Eligible
OP | OP | NCE | Injector, Capsular Tension Ring | 1 |  | N | Y |  | 886.43 | 1 |  |  |  |  | N | N | Eligible
OP | OP | NCF | Aberrometer, Ophthalmic | 1 |  | N | N |  | 886.176 | 4 |  |  |  |  | N | N | Eligible
OP | OP | NCK | Button, Iris, Eye, Artificial | 1 |  | N | N |  | 886.32 | 4 |  |  |  |  | N | N | Eligible
OP | OP | NCR | Apparatus, Cutting, Radiofrequency, Electrosurgical, Battery-Powered | 2 |  | N | Y |  | 886.41 | 1 |  |  |  |  | N | N | Eligible
OP | OP | NCZ | Lens, Contact, For Color Vision Deficiency | 2 |  | N | Y |  | 886.5925 | 1 |  |  |  |  | N | N | Eligible
OP | OP | NFD | Selector, Color, Spectacle, Lens, Tint | 1 |  | N | N |  | 886.116 | 4 |  |  |  |  | N | N | Eligible
OP | OP | NFM | Expander, Tissue, Orbital | 2 |  | N | N |  | 886.332 | 1 |  |  |  |  | Y | N | Eligible
OP | OP | NGY | Cannula, Trocar, Ophthalmic | 1 |  | N | N |  | 886.435 | 4 | The trocar/cannula set is a manual surgical instrument intended for use as single-use, disposable cannula system for establishing an entry site conduit for passing ophthalmic instruments used to perform posterior ophthalmic surgical procedures. |  |  |  | N | N | Eligible
OP | OP | NIC | Lens, Contact, For Reading Discomfort | 2 |  | N | Y |  | 886.5925 | 1 | This lens is indicated for daily wear for the correction of refractive ametropia in persons with non-diseased eyes. This lens may also be prescribed as a colored filter to aid individuals who experience reading discomfort not related to binocular vision problems or uncorrected refractive error. |  |  |  | N | N | Eligible
OP | OP | NIZ | Lens, Iris Reconstruction | 3 |  | N | N |  | 886.36 | 2 | An iris reconstruction lens is an intraocular lens (IOL) which is used in patients with partial or complete loss of the iris induced by trauma or congenital defect. The IOL serves as an artificial iris and lens, reducing light sensitivity and/or glare disability. The device is implanted in the capsular bag or sulcus for the correction of aphakia and aniridia. |  |  |  | Y | N | Eligible
OP | OP | NJG | Flasher, Afterimage, Ophthalmic | 2 |  | N | Y |  | 886.13 | 1 |  |  |  |  | N | N | Eligible
OP | OP | NJH | Lens, Spectacle (Prescription), For Reading Discomfort | 1 |  | N | N |  | 886.5844 | 4 | Colored spectacle lenses may also be prescribed as a colored filter to aid individuals who experience reading discomfort not related to binocular vision problems or uncorrected refractive error. |  |  |  | N | N | Eligible
OP | OP | NJJ | Tonometer, Analyzer, Ocular Blood Flow | 2 |  | N | Y |  | 886.193 | 1 | Tonometry for measuring and recording intraocular pressures and intraocular pulse amplitudes, pulsatile ocular blood flow, pulsatile ocular blood volume, pulsatility index equivalent. Description of why current product c lassificaiton name/product code will not suffice: This device measures intraocular pressure, which is what a tonometer does. However, because it can measure the small changes in pressure caused by the blood pressure pulse in the ocular arterial vessels, it is also capable of measuring and calculating parameters associated with the ocular blood flow, including intraocular pressure pulse amplitude, pulsatile ocular blood flow, and pulsatile ocular blood volume. |  |  |  | N | N | Eligible
OP | OP | NKX | Needle, Phacoemulsification, Reprocessed | 2 |  | N | Y |  | 886.467 | 1 | Needle for phacoemulsification device to remove cataractous lens. Same as needle for main phacoemulsification device and un-reprocessed needle with product code HQC, except this is a "reprocessed" needle. The Phacoemulsification device is NOT reprocessed, just the needle. Reprocessing validation data for this device type must be included in a 510(k) submission. (70 FR 56911, available at https://www.govinfo.gov/content/pkg/FR-2005-09-29/pdf/05-19510.pdf). |  |  |  | N | N | Eligible
OP | OP | NKY | Blade, Keratome, Reprocessed | 1 |  | N | Y |  | 886.437 | 1 | Blade for keratome to make flap in cornea for LASIK refractive surgery. Same as previously cleared blade for keratomes, product codes HMY and HNO, except this is reprocessed. Reprocessing validation data for this device type must be included in a 510(k) submission. (70 FR 56911, available at https://www.govinfo.gov/content/pkg/FR-2005-09-29/pdf/05-19510.pdf). |  |  |  | N | N | Eligible
OP | OP | NLA | Knife, Ophthalmic, Reprocessed | 1 |  | N | Y |  | 886.435 | 1 | Used for cutting soft tissue in or around the eye. Surgical knife same as product code HNN, except this one is reprocessed. Reprocessing validation data for this device type must be included in a 510(k) submission. (70 FR 56911, available at https://www.govinfo.gov/content/pkg/FR-2005-09-29/pdf/05-19510.pdf). |  |  |  | N | N | Eligible
OP | OP | NOG | Topographer, Corneal, Battery Powered | 1 |  | Y | N |  | 886.135 | 4 | Topographer, corneal, battery powered |  |  |  | N | N | Eligible
OP | OP | NOH | Photokeratoscope, Battery Powered | 1 |  | Y | N |  | 886.135 | 4 | external aesthetic restoration prosthesis |  |  |  | N | N | Eligible
OP | OP | NOI | Stand, Instrument, Ophthalmic, Battery Powered | 1 |  | Y | N |  | 886.186 | 4 | AC-powered or non-powered device intended to store ophthalmic instruments in a readily accessible position. |  |  |  | N | N | Eligible
OP | OP | NQB | Conformer, Ophthalmic, Biological Tissue | 2 |  | N | N |  | 886.313 | 4 | The ophthalmic conformer with molded plastic and biological tissue insert is introduced temporarily between the eyeball and eyelid to maintain space in the orbital cavity, prevent closure or adhesions during the healing process following surgery, and enables positioning of biological tissue to the ocular surface without the need for sutures. |  |  |  | Y | N | Eligible
OP | OP | NQE | Microscope, Specular | 2 |  | N | Y |  | 886.185 | 1 | Specular microscopes are used for the microscopic imaging and assessment of the corneal endothelial cell layer in vivo or in vitro. |  |  |  | N | N | Eligible
OP | OP | NUU | Lens, Contact, Orthokeratology, Overnight | 3 |  | N | N |  | 886.5916 | 2 | Temporary reduction of myopia or refractive error. |  |  |  | N | N | Eligible
OP | OP | NVB | Intraocular, Pressure Measuring Device | 3 |  | N | N |  | 886.428 | 2 | Manual or ac powered device intended to measure intraocular pressure. Intended for use in the diagnosis of glaucoma. |  |  |  | N | N | Eligible
OP | OP | NXM | Prosthesis, Eyelid Spacer/Graft, Biologic | 2 |  | N | N |  | 886.313 | 4 | For implantation to reinforce and aid in reconstruction of the soft tissues of the eyelid. | Lyophilized sheets of SIS cut to various sizes | Natural collagen matrix which reinforces tissue and promotes cellular ingrowth | Eyelid, eyelid area | Y | N | Eligible
OP | OP | NXR | Fixation, Vision Training, Binocular | 1 |  | N | N |  | 886.129 | 4 | To improve speed, accuracy, and coordination of binocular eye movements and changes of accommodation. To treat poor accommodation and vergence facility, convergence insufficiency, and accommodative lag. | Lights are spaced along a rod or positioned two-dimensionally on a screen. Various materials are used for the rod or screen. | Multiple fixation targets move or alternate in preprogrammed sequences. | The eye | N | N | Eligible
OP | OP | NYK | Ophthalmodynamometer, Diagnostic Contact Lens, Polymethylmethacrylate (Pmma) | 2 |  | N | N |  | 886.1385 | 1 | Pmma diagnostic contact lens ophthalmodynamometer is intended to be applied for a short period of time directly on the globe or cornea of the eye for diagnosis of intraocular abnormalities. The device is indicated for examination of the ocular fundus, vitreous and retinal structures, while manually applying force to the eye with the contact lens. The device measures and displays the amount of force that is applied to the eye. | The contact lens consists of a curved shell of acrylic plastic (PMMA), which is adapted with electronic sensors for measurement of pressure applied to the eye. The pressure values are displayed on a LCD display. | The examination PMMA contact lens is adapted with electronic sensors for measurement of pressure applied to the eye. The pressure values are displayed on a LCD display. | Eye | N | N | Eligible
OP | OP | OBO | Tomography, Optical Coherence | 2 |  | N | N |  | 886.157 | 1 | Viewing, imaging, measurement, and analysis of ocular structures. Diagnostic device to aid in the detection and management of various ocular diseases. | Computerized imaging device consisting of light sources and beam delivery and scanning optics. | Cross sectional tomograms of ocular structures are obtained using non-invasive, non-contact, low-coherence optical interferometry. | Eye. | N | N | Eligible
OP | OP | OHW | Burr, Corneal, Battery Powered, Rust Ring Removal | 1 |  | N | N |  | 886.407 | 4 | A powered corneal burr is an AC-powered or battery-powered device that is a motor and drilling tool intended to remove rust rings from the cornea of the eye and is class I exempt when intended only for rust ring removal. | A powered corneal burr is an AC-powered or battery-powered device that is a motor and drilling tool intended to remove rust rings from the cornea of the eye and is class I exempt when intended only for rust ring removal. | A powered corneal burr is an AC-powered or battery-powered device that is a motor and drilling tool intended to remove rust rings from the cornea of the eye and is class I exempt when intended only for rust ring removal. | A powered corneal burr is an AC-powered or battery-powered device that is a motor and drilling tool intended to remove rust rings from the cornea of the eye and is class I exempt when intended only for rust ring removal. | N | N | Eligible
OP | OP | OHX | Burr, Corneal, Ac-Powered, Rust Ring Removal | 1 |  | N | N |  | 886.407 | 4 | A powered corneal burr is an AC-powered or battery-powered device that is a motor and drilling tool intended to remove rust rings from the cornea of the eye and is class I exempt when intended only for rust ring removal. | A powered corneal burr is an AC-powered or battery-powered device that is a motor and drilling tool intended to remove rust rings from the cornea of the eye and is class I exempt when intended only for rust ring removal. | A powered corneal burr is an AC-powered or battery-powered device that is a motor and drilling tool intended to remove rust rings from the cornea of the eye and is class I exempt when intended only for rust ring removal. | A powered corneal burr is an AC-powered or battery-powered device that is a motor and drilling tool intended to remove rust rings from the cornea of the eye and is class I exempt when intended only for rust ring removal. | N | N | Eligible
OP | OP | OJK | Eye Tray | 2 |  | N | N |  | 886.479 | 4 | This product code has been established in accordance with the May 20, 1997, guidance entitled, convenience kits interim regulatory guidance, found at http://www.fda.gov/downloads/MedicalDevices/DeviceRegulationandGuidance/GuidanceDocuments/ucm080217.pdf. This type of convenience kit, as listed in the guidance above, is under enforcement discretion, and does not require a premarket notification (510(k)) to market if it meets all criteria in the guidance. | This product code has been established in accordance with the May 20, 1997, guidance entitled, convenience kits interim regulatory guidance, found at http://www.fda.gov/downloads/MedicalDevices/DeviceRegulationandGuidance/GuidanceDocuments/ucm080217.pdf. This type of convenience kit, as listed in the guidance above, is under enforcement discretion, and does not require a premarket notification (510(k)) to market if it meets all criteria in the guidance. | This product code has been established in accordance with the May 20, 1997, guidance entitled, convenience kits interim regulatory guidance, found at http://www.fda.gov/downloads/MedicalDevices/DeviceRegulationandGuidance/GuidanceDocuments/ucm080217.pdf. This type of convenience kit, as listed in the guidance above, is under enforcement discretion, and does not require a premarket notification (510(k)) to market if it meets all criteria in the guidance. | This product code has been established in accordance with the May 20, 1997, guidance entitled, convenience kits interim regulatory guidance, found at http://www.fda.gov/downloads/MedicalDevices/DeviceRegulationandGuidance/GuidanceDocuments/ucm080217.pdf. This type of convenience kit, as listed in the guidance above, is under enforcement discretion, and does not require a premarket notification (510(k)) to market if it meets all criteria in the guidance. | N | N | Eligible
OP | OP | OOE | Ophthalmic Femtosecond Laser | 2 |  | N | N |  | 886.439 | 1 | Precise cutting or ablation of ocular tissue, indicated for the anterior capsulotomy during cataract surgery. | The device consists of a laser console, a computer with grahic user interface, a beam delivery system that positions and focuses the laser beam, and a patient interface system that flattens the cornea and holds the patient's eye still during the surgical procedure. | A Nd:glass solid state laser generates sub-picosecond pulses at a 15 kHz repetition rate. The beam is focused at high convergence to a spot diameter <6 microns at the target location. Tissue is vaporized in a very small region at the focal point. A computer-controlled 3-dimensional scanning system positions the beam with micron-scale accuracy. | Anterior lens capsule of the eye. | N | N | Eligible
OP | OP | ORZ | Eyelid Thermal Pulsation System | 2 |  | N | N |  | 886.52 | 1 | Therapeutic application of heat and massage to the eyelids. | Comprised of two components, a single-use disposable unit made of biocompatible polycarbonate and silicone that is inserted around the patient's eyelids, and a handheld control system, which connects to the single-use disposable unit | Battery-operated, handheld device that the physician uses in an in-office procedure to control the application of warmth and massage to the eyelids. The handheld device connects to a single-use disposable unit made of biocompatible polycarbonate and silicone that is inserted around the patient's eyelids. The device provides controlled warmth to the inner eyelid surface, close to the location of the meibomian glands, and intermittent massage to the outer eyelid surface to facilitate release of lipid from the cystic meibomian glands. | eyelids | N | N | Eligible
OP | OP | OTZ | Graft Insertion Instrument For Endothelial Keratoplasty | 1 |  | N | N |  | 886.43 | 1 | A graft insertion device for endothelial keratoplasty is a device intended to be inserted into the eye during surgery to direct the insertion of a corneal graft and be removed after insertion is completed. | Multiple different configurations may exist: similar to intraocular lens guide/injector, retractable spatula, multiple component systems, etc. Design is meant to specifically deliver corneal graft into eye. | A graft insertion device for endothelial keratoplasty functions as a protective guide for the insertion of a donor corneal graft through a corneal incision. Once the graft tissue has been loaded into the insertion device, the device is inserted through the corneal incision in the subject's eye. Once in the eye, the operator can then releases or dispenses the tissue graft from the device. Following graft release, the graft insertion device is removed. | Eye | N | N | Eligible
OP | OP | OUM | Adaptometer (Biophotometer), Software-Based Data Acquisition And Stimulus Generation | 1 |  | N | N |  | 886.105 | 4 | Measurement of retinal adaptation (regeneration of the visual purple) and absolute visible sensitivity to light. | The device is typically plastic or metal enclosed and desk top-based. In the enclosure are electronic components, including a light source, measurement components. and electronics containing software for data acquisition and stimulus generation. | A light source stimulates the retina and the the time required for retinal adaptation (regeneration of the visual purple) is measured. The minimum light threshold is also determined, in this same fashion. Stimulus generation and data acquisition are the only features of the device which are software controlled. | Retina and ocular structures | N | N | Eligible
OP | OP | PIB | Diabetic Retinopathy Detection Device | 2 |  | N | N |  | 886.11 | 1 | A retinal diagnostic software device is a prescription software device that incorporates an adaptive algorithm to evaluate ophthalmic images for diagnostic screening to identify retinal diseases or conditions. | Installed on, and operated by, an off-the-shelf hardware system with an appropriate OS. | Software as a medical device designed to analyze digital fundus images taken with an ophthalmic camera. Using artificial intelligence algorithms, the device is able to determine whether a patient has referable retinopathy. | Fundus images of the macula and optic nerve of the eye. | N | N | Eligible
OP | OP | PIC | Oral Electronic Vision Aid | 2 |  | N | N |  | 886.5905 | 1 | To use as an oral electronic vision aid in conjunction with other assistive devices (e.g., the white cane, guide dog, etc.) | headset (camera, glasses), intra-oral electrode array, battery, cable, software package | Translates images of objects captured by a digital camera into electro-tactile signals that are presented to the user's tongue. | tongue, eyes | N | N | Eligible
OP | OP | PJZ | Camera, Ophthalmic, General-Use | 2 |  | N | N |  | 886.112 | 4 | PJZ cameras are prescription devices indicated only for the capture and storage of images of the eye and surrounding area in the general population. PJZ cameras cannot be indicated for any specific population (e.g., pediatrics, AMD patients, etc.), cannot contain any type of �diagnostic� or �aid in diagnosis� claims in the indication for use, and cannot reference any specific disease. PJZ cameras do not exceed group 1 radiant exposure limits for ultraviolet, visible, and infrared radiation under all light energy conditions, as defined in the ANSI Z80.36-2016 standard Light Hazard Protection for Ophthalmic Instruments. | PJZ cameras are designed for true color or monochrome imaging in visible spectrum of light and consists of an incoherent light source, image forming lens, aperture, and a sensitive photodetector array (e.g., a CCD array) in the image plane. PJZ excludes cameras that make use of advanced imaging technology (e.g., confocal imaging, adaptive optics, two photon imaging, stroboscopic or scanning illumination). PJZ excludes cameras that feature any special imaging modalities, such as multispectral imaging, fluorescence, autofluorescence, fluorescein angiography, indocyanine green (ICG) angiography, etc. PJZ exclude cameras that designed to contact cornea or any other ocular structure for | PJZ cameras meet optical performance characteristics stated in the ISO 10940-2009 standard, Ophthalmic instruments� Fundus cameras. PJZ cameras are limited to basic processing of the displayed image (brightness, contrast, white balance) and does not include any advanced software capabilities (e.g., image feature measurements, cup-to-disc ratio analysis, image feature extractions, segmentation, image registration, analysis of oxygen saturation, blood flow velocity) or reference database. Image storage capability should include read-only raw data format. If compressed images are saved, they must be distinguished from and traceable to the raw source image. | The target area is the eye (lid, orbit) and ocular tissues (anterior and posterior segment). | N | N | Eligible
OP | OP | PLX | Tear Duct Occluder | 1 |  | N | N |  | 886.5838 | 4 | A nasolacrimal compression device is a device used to compress the nasolacrimal ducts to reduce drainage by means of temporary occlusion of the nasolacrimal system. The device may include a nose piece attached to a frame to apply pressure to the duct. | the frame material (e.g., metal) is durable and flexible enough to appropriately fit the frame to the patient and maintain nose pad placement. The nose pads from which the pressure is applied should include padding to mitigate risk of abrasion. The device also includes a mechanism to maintain consistent pressure during use (e.g., adjustable Velcro strap). | A device of this type uses a nose piece to apply direct pressure to the top of the nasal aspect of the orbital rim to occlude the ducts during application of the pressure. The pressure can be controlled by means of tightening a strap that is worn around a patient's head. The device includes a failure mechanism to protect against excessive pressure. | Nasal aspect of orbital rim | N | N | Eligible
OP | OP | PLZ | Ocular Pattern Recorder | 2 |  | N | N |  | 886.1925 | 1 | A diurnal pattern recorder system is a non-implantable, prescription device incorporating a telemetric sensor intended to detect changes in ocular dimension for monitoring diurnal patterns of IOP fluctuation. | hydrophillic lens with active strain gauge. RF receiving antenna connected to a recorder to track data over time. unit also includes dedicated software package to review recorded device | The device is comprise of a hydrophilic, single use soft contact lens with a sensor and antenna embedded in it, allowing for continuous wireless recording of changes in ocular dimension. An external adhesive antenna worn around the eye is used to send power to, and receive measurement data, from the embedded system. The external adhesive antenna is connected to a pocket-size recorder worn by the patient during the recording session for up to 24 hours. At the end of the session, the data is transferred from the recorder to the computer of the healthcare professional for review using a dedicated software. | cornea of the eye | N | N | Eligible
OP | OP | PMW | Strabismus Detection Device | 2 |  | N | N |  | 886.1342 | 1 | For the automated detection of misalignment of the visual axes for prescription use only. | Hardware components are integrated in a housing (e.g., plastic enclosure), which includes the image acquisition optics, the system computer and visual display. User input is limited to only basic device function, such as: �Background� button for background measurements and �Measure� button to perform the measurement of the patient. Device output is conveyed to the operator through LED indicator lights on the surface of the instrument. The device is designed as a non-contact device and is AC powered. | Includes a laser diode (Scanning Laser) that emits a beam of polarized laser light onto the retina based on the principle of retinal birefringence scanning (birefringent nerve fibers that surround the fovea change the polarization state of reflected light). A separate laser diode (Rangefinder light) assists the operator to determine the correct distance of the device from the patient. The patient fixates on a fixation target LED. Photo sensors detect the polarization characteristics of reflected laser light from the fovea. A software algorithm is used to determine whether central fixation is present in both eyes (�Not Refer�), or in only one eye (�Refer�). | The target area is the eye. | N | N | Eligible
OP | OP | POE | Extended Depth Of Focus Intraocular Lens | 3 |  | N | N |  | 886.36 | 2 | Intended to be implanted to replace the natural lens of an eye. | An EDF IOL has a similar appearance and construction to any intraocular lens. An intraocular lens is a device made of materials such as glass or plastic. | An Extended Depth of Focus Intraocular lens is one that uses an optical design (e.g., through aspheric shape, use of more than one refractive zone, or diffractive technology) that provides a continuous range of relatively clear vision, beyond that achievable with the optics of a monofocal lens. Extended Depth of Focus Intraocular lenses may have one or more focal points with any additional focal points or any significant light energy (on the optical axis) restricted to within 1.5 diopters (at the corneal plane) of the focal point associated with the labeled power when tested with a 3mm aperture. | Like all IOLs, an EDF IOL is implanted within the eye, either within or outside of the capsular bag, in the posterior or anterior chamber. | Y | N | Eligible
OP | OP | PQJ | Intranasal Electrostimulation Device | 2 |  | N | N |  | 886.53 | 1 | This device type is intended to temporarily increase tear production using neurostimulation in adult patients. | The intranasal tear neurostimulator is a handheld device with two electroconductive tips that are inserted into the nasal cavity during neurostimulation. The disposable tips are made of rigid biocompatible USP Class VI plastic and the conductive tips are made of silicone hydrogel. Additional hardware components include a reusable base, charging station, and cover. The base has two buttons that allow the user to select the stimulation level (device is locked from use after a predetermined amount of stimulation has been triggered).The device is powered by a rechargeable battery. Once the tips are removed, the base can be inverted and placed in the charger to replenish the battery. | The device activates tear production through stimulation of the nasolacrimal reflex. Stimulation activates the primary sensory afferent fibers in the ophthalmic and maxillary branches of the trigeminal nerve (CNV1 and CNV2). The device design limits the insertion length of the intranasal tips to ensure the probes do not physically reach the olfactory nerve fibers of nasal mucosa. The pulses delivered by the Intranasal Tear Neurostimulator induce action potentials in the surrounding nerve tissue by creating transient voltage depolarization in activated neurons. This neural activation initiates the nasolacrimal reflex, resulting in tear secretion. | Nose. | N | N | Eligible
OP | OP | PUE | Biomicroscope, Slit-Lamp, Ac-Powered, Exempt | 2 |  | N | N |  | 886.185 | 4 | This product code is the class II exempt counterpart of HJO, and was exempted, subject to the limitations of exemption, under the procedures established by the 21st Century Cures Act. This device type does not require premarket notification (510(k)) to market if it does not exceed the general limitations of exemption found in 21 CFR 886.9 and the specific limitations of exemption as stated in the �Physical State� field of this product code description. | Exemption is limited to slit-lamp, AC-powered biomicroscopes intended only for the visual examination of the anterior segment of the eye, are classified as Group 1 per FDA-recognized consensus standard ANSI Z80.36, do not provide any quantitative output, and are not used for any screening and automated diagnostic indications. | This product code is the class II exempt counterpart of HJO, and was exempted, subject to the limitations of exemption, under the procedures established by the 21st Century Cures Act. This device type does not require premarket notification (510(k)) to market if it does not exceed the general limitations of exemption found in 21 CFR 886.9 and the specific limitations of exemption as stated in the �Physical State� field of this product code description. | This product code is the class II exempt counterpart of HJO, and was exempted, subject to the limitations of exemption, under the procedures established by the 21st Century Cures Act. This device type does not require premarket notification (510(k)) to market if it does not exceed the general limitations of exemption found in 21 CFR 886.9 and the specific limitations of exemption as stated in the �Physical State� field of this product code description. | N | N | Eligible
OP | OP | PUF | Ocular Peg, Exempt | 2 |  | N | N |  | 886.332 | 4 | This product code is the class II exempt counterpart of MQU, and was exempted, subject to the limitations of exemption, under the procedures established by the 21st Century Cures Act. This device type does not require premarket notification (510(k)) to market if it does not exceed the general limitations of exemption found in 21 CFR 886.9 and the specific limitations of exemption as stated in the �Physical State� field of this product code description. | Exemption is limited to ocular pegs supplied sterile. | This product code is the class II exempt counterpart of MQU, and was exempted, subject to the limitations of exemption, under the procedures established by the 21st Century Cures Act. This device type does not require premarket notification (510(k)) to market if it does not exceed the general limitations of exemption found in 21 CFR 886.9 and the specific limitations of exemption as stated in the �Physical State� field of this product code description. | This product code is the class II exempt counterpart of MQU, and was exempted, subject to the limitations of exemption, under the procedures established by the 21st Century Cures Act. This device type does not require premarket notification (510(k)) to market if it does not exceed the general limitations of exemption found in 21 CFR 886.9 and the specific limitations of exemption as stated in the �Physical State� field of this product code description. | Y | N | Eligible
OP | OP | PUL | Apparatus, Cutting, Radiofrequency, Electrosurgical, Ac-Powered | 2 |  | N | N |  | 886.41 | 1 | Used to perform anterior capsulotomy during cataract surgery | RF power console and handpiece. The handpiece has the cutting element that delivers energy for capsulotomy. | A corneal incision is made into the anterior chamber of the eye. A cutting element is inserted through the incision and centered on the lens capsule. Energy is directed to the cutting element, creating the capsulotomy. The cutting element is removed from the anterior chamber. | Cornea of the eye | N | N | Eligible
OP | OP | PZG | Surgical Eye Tray | 1 |  | N | N |  | 886.435 | 7 | This product code has been established in accordance with the May 20, 1997, guidance entitled, convenience kits interim regulatory guidance, found at http://www.fda.gov/downloads/MedicalDevices/DeviceRegulationandGuidance/GuidanceDocuments/ucm080217.pdf. This type of convenience kit, as listed in the guidance above, is under enforcement discretion, and does not require a premarket notification (510(k)) to market if it meets all criteria in the guidance. | This product code has been established in accordance with the May 20, 1997, guidance entitled, convenience kits interim regulatory guidance, found at http://www.fda.gov/downloads/MedicalDevices/DeviceRegulationandGuidance/GuidanceDocuments/ucm080217.pdf. This type of convenience kit, as listed in the guidance above, is under enforcement discretion, and does not require a premarket notification (510(k)) to market if it meets all criteria in the guidance. | This product code has been established in accordance with the May 20, 1997, guidance entitled, convenience kits interim regulatory guidance, found at http://www.fda.gov/downloads/MedicalDevices/DeviceRegulationandGuidance/GuidanceDocuments/ucm080217.pdf. This type of convenience kit, as listed in the guidance above, is under enforcement discretion, and does not require a premarket notification (510(k)) to market if it meets all criteria in the guidance. | This product code has been established in accordance with the May 20, 1997, guidance entitled, convenience kits interim regulatory guidance, found at http://www.fda.gov/downloads/MedicalDevices/DeviceRegulationandGuidance/GuidanceDocuments/ucm080217.pdf. This type of convenience kit, as listed in the guidance above, is under enforcement discretion, and does not require a premarket notification (510(k)) to market if it meets all criteria in the guidance. | N | N | Ineligible
OP | OP | PZK | Light Adjustable Lens (Lal) And Light Delivery Device (Ldd) | 3 |  | N | N |  | 886.36 | 2 | The system consists of an intraocular lens and an external energy source. The lens is intended to be implanted to replace the natural lens of an eye. The external energy source is used to postoperatively alter the properties of the lens material to reduce the likelihood of clinically significant postoperative refractive error. | An intraocular lens made of a polymeric material with an appropriate shape to be implanted to replace the natural lens of an eye after cataract surgery. The energy source is a device that produces an appropriate external energy source to alter the shape or optical properties of the lens. | The intraocular lens is implanted within the eye and the external energy source is used to alter the material property within the lens to compensate for postoperative refractive error. | Eye | Y | N | Ineligible
OP | OP | QBR | Intranasal Electrostimulation Device For Dry Eye Symptoms | 2 |  | N | N |  | 886.531 | 1 | This device type is intended to temporarily increase tear production using neurostimulation to improve dry eye symptoms. For prescription use only. | The intranasal electrostimulation device for dry eye symptoms is a handheld device with two electroconductive tips that are inserted into the nasal cavity during neurostimulation. The disposable tips are made of rigid biocompatible USP Class VI plastic and the conductive tips are made of silicone hydrogel. Additional hardware components include a reusable base, charging station, and cover. The base has two buttons that allow the user to select the stimulation level (device is locked from use after a predetermined amount of stimulation has been triggered). The device is powered by a rechargeable battery. | The device activates tear production through stimulation of the nasolacrimal reflex. Stimulation activates the primary sensory afferent fibers in the ophthalmic and maxillary branches of the trigeminal nerve (CNV1 and CNV2). The device design limits the insertion length of the intranasal tips to ensure the probes do not physically reach the olfactory nerve fibers of nasal mucosa. The pulses delivered induce action potentials in the surrounding nerve tissue by creating transient voltage depolarization in activated neurons. This neural activation initiates the nasolacrimal reflex, resulting in tear secretion. | Nose | N | N | Ineligible
OP | OP | QCB | Phakic Toric Intraocular Lens | 3 |  | N | N |  | 886.36 | 2 | Intended to be implanted within the eye to optically correct astigmatism (with or without other refractive errors), without removing the natural crystalline lens. | The device has a similar appearance and construction to any other intraocular lens. An intraocular lens is a device made of materials such as glass or plastic. | The device is implanted into the eye without removing the natural crystalline lens. It is used to correct refractive errors, specifically astigmatism (with or without myopia or hyperopia). | The device is implanted within the eye without removing the eye's natural crystalline lens. It can be placed just in front of or just behind the iris. | Y | N | Ineligible
OP | OP | QCW | Corneal Storage Media With Preservatives Including Anti-Fungal | 2 |  | N | N |  | 886.432 | 1 | Media to preserve human corneas while in storage. | Hypothermic solution with color-based pH indicator | Immersion of corneal tissue in media that inhibits the growth of microbials while providing sufficient nutrients to maintain viability. | Eyes | N | N | Ineligible
OP | OP | QDV | Iol Tray | 1 |  | N | N |  | 886.435 | 7 | This product code has been established in accordance with the May 20, 1997, guidance entitled, convenience kits interim regulatory guidance, found at http://www.fda.gov/downloads/MedicalDevices/DeviceRegulationandGuidance/GuidanceDocuments/ucm080217.pdf. This type of convenience kit, as listed in the guidance above, is under enforcement discretion, and does not require a premarket notification (510(k)) to market if it meets all criteria in the guidance. | This product code has been established in accordance with the May 20, 1997, guidance entitled, convenience kits interim regulatory guidance, found at http://www.fda.gov/downloads/MedicalDevices/DeviceRegulationandGuidance/GuidanceDocuments/ucm080217.pdf. This type of convenience kit, as listed in the guidance above, is under enforcement discretion, and does not require a premarket notification (510(k)) to market if it meets all criteria in the guidance. | This product code has been established in accordance with the May 20, 1997, guidance entitled, convenience kits interim regulatory guidance, found at http://www.fda.gov/downloads/MedicalDevices/DeviceRegulationandGuidance/GuidanceDocuments/ucm080217.pdf. This type of convenience kit, as listed in the guidance above, is under enforcement discretion, and does not require a premarket notification (510(k)) to market if it meets all criteria in the guidance. | This product code has been established in accordance with the May 20, 1997, guidance entitled, convenience kits interim regulatory guidance, found at http://www.fda.gov/downloads/MedicalDevices/DeviceRegulationandGuidance/GuidanceDocuments/ucm080217.pdf. This type of convenience kit, as listed in the guidance above, is under enforcement discretion, and does not require a premarket notification (510(k)) to market if it meets all criteria in the guidance. | N | N | Ineligible
OP | OP | QDW | Phaco Kit | 2 |  | N | N |  | 886.467 | 7 | This product code has been established in accordance with the May 20, 1997, guidance entitled, convenience kits interim regulatory guidance, found at http://www.fda.gov/downloads/MedicalDevices/DeviceRegulationandGuidance/GuidanceDocuments/ucm080217.pdf. This type of convenience kit, as listed in the guidance above, is under enforcement discretion, and does not require a premarket notification (510(k)) to market if it meets all criteria in the guidance. | This product code has been established in accordance with the May 20, 1997, guidance entitled, convenience kits interim regulatory guidance, found at http://www.fda.gov/downloads/MedicalDevices/DeviceRegulationandGuidance/GuidanceDocuments/ucm080217.pdf. This type of convenience kit, as listed in the guidance above, is under enforcement discretion, and does not require a premarket notification (510(k)) to market if it meets all criteria in the guidance. | This product code has been established in accordance with the May 20, 1997, guidance entitled, convenience kits interim regulatory guidance, found at http://www.fda.gov/downloads/MedicalDevices/DeviceRegulationandGuidance/GuidanceDocuments/ucm080217.pdf. This type of convenience kit, as listed in the guidance above, is under enforcement discretion, and does not require a premarket notification (510(k)) to market if it meets all criteria in the guidance. | This product code has been established in accordance with the May 20, 1997, guidance entitled, convenience kits interim regulatory guidance, found at http://www.fda.gov/downloads/MedicalDevices/DeviceRegulationandGuidance/GuidanceDocuments/ucm080217.pdf. This type of convenience kit, as listed in the guidance above, is under enforcement discretion, and does not require a premarket notification (510(k)) to market if it meets all criteria in the guidance. | N | N | Ineligible
OP | OP | QDY | Vitrectomy Kit | 2 |  | N | N |  | 886.415 | 7 | This product code has been established in accordance with the May 20, 1997, guidance entitled, convenience kits interim regulatory guidance, found at http://www.fda.gov/downloads/MedicalDevices/DeviceRegulationandGuidance/GuidanceDocuments/ucm080217.pdf. This type of convenience kit, as listed in the guidance above, is under enforcement discretion, and does not require a premarket notification (510(k)) to market if it meets all criteria in the guidance. | This product code has been established in accordance with the May 20, 1997, guidance entitled, convenience kits interim regulatory guidance, found at http://www.fda.gov/downloads/MedicalDevices/DeviceRegulationandGuidance/GuidanceDocuments/ucm080217.pdf. This type of convenience kit, as listed in the guidance above, is under enforcement discretion, and does not require a premarket notification (510(k)) to market if it meets all criteria in the guidance. | This product code has been established in accordance with the May 20, 1997, guidance entitled, convenience kits interim regulatory guidance, found at http://www.fda.gov/downloads/MedicalDevices/DeviceRegulationandGuidance/GuidanceDocuments/ucm080217.pdf. This type of convenience kit, as listed in the guidance above, is under enforcement discretion, and does not require a premarket notification (510(k)) to market if it meets all criteria in the guidance. | This product code has been established in accordance with the May 20, 1997, guidance entitled, convenience kits interim regulatory guidance, found at http://www.fda.gov/downloads/MedicalDevices/DeviceRegulationandGuidance/GuidanceDocuments/ucm080217.pdf. This type of convenience kit, as listed in the guidance above, is under enforcement discretion, and does not require a premarket notification (510(k)) to market if it meets all criteria in the guidance. | N | N | Ineligible
OP | OP | QER | Camera, Ophthalmic, Slit-Scanning | 2 |  | N | Y |  | 886.112 | 1 | An ophthalmic slit-scanning camera is an AC-powered device intended to take photographs of the eye and the surrounding area. | Slit-scanning cameras consist of an incoherent light source, image forming lens, slit forming optics, scanner, an image sensor, and image reconstruction software. | The imaging plane is scanned by a rectangular slit of non-coherent light and reflected images of the illuminated areas are sequentially captured by an imaging sensor. An ophthalmic image is reconstructed from individual slit images in software. | Eye and ocular tissues (anterior and posterior segment). | N | N | Ineligible
OP | OP | QGJ | Corneal Inlay Inserter Handle | 1 |  | N | N |  | 886.4355 | 4 | The corneal inlay inserter handle is a hand-held device intended to be used as an accessory to a corneal inlay inserter. The device extends the length of the inlay inserter to aid in delivering the inlay implant. | The inserter handle is hand-held and may be made various materials. The handle does not come into contact with the corneal inlay. | The device extends the length of the inlay inserter to aid in delivering the inlay implant. | The corneal inlay handle is used as an accessory to corneal inlay inserter, which delivers a corneal inlay into the eye. | N | N | Ineligible
OP | OP | QIU | Intense Pulsed Light Device For Managing Dry Eye | 2 |  | N | N |  | 886.5201 | 1 | An intense pulsed light device for managing dry eye is a prescription device intended for use in the application of intense pulsed light therapy to the skin. The device is used in patients with dry eye disease due to meibomian gland dysfunction, also known as evaporative dry eye or lipid deficiency dry eye. | IPL applicator. | Intense pulsed light (IPL) applicator is a high-powered, hand-held flashgun to deliver an intense, visible, broad-spectrum pulse of light that targets specific structures and chromophores (e.g., melanin in hair, or oxyhemoglobin in blood vessels) that are heated to destruction and reabsorbed by the body. | Malar region of the face, from tragus to tragus including the nose (eyes should be fully covered by protective eyewear). | N | N | Ineligible
OP | OP | QKV | Electromechanical Tear Stimulator | 2 |  | N | N |  | 886.5305 | 1 | This device type is a non-implantable device intended to increase tear production via mechanical stimulation. | The device is a battery-operated handheld electromechanical actuator with a vibratory tip, and software controller. | The device activates tear production through stimulation of the nasolacrimal reflex. Stimulation mechanically activates external nasal nerve and initiates the nasolacrimal reflex, resulting in tear secretion. To produce the intended effect, the vibratory tip of the device should be applied to the lateral aspect of the nose for several seconds. | Lateral aspect of the nose. | N | N | Ineligible
OP | OP | QMM | Hydrophilic Re-Coating Solution | 2 |  | N | N |  | 886.5919 | 1 | A hydrophilic re-coating solution is a home use device intended to restore the hydrophilic coating of rigid gas permeable (RGP) contact lenses using reactive coating components. For prescription use only. | This device is a reactive hydrophilic solution that is packaged sterile and is not intended to be reused. | A hydrophilic re-coating solution chemically reacts with the lens surface to restore the hydrophilic coating on specific types of RGP contact lenses. The device is only compatible with a subset of rigid gas permeable contact lenses. Lens compatibility with the device depends on the material that the lens is made of and the presence of a specific type of coating on the lens when it was originally manufactured. Over time, this coating wears off and can be restored with the coating solution. | The device is intended to be used as a treatment for contact lenses. The device is not intended to clean or disinfect lenses and must be used with a compatible care product for cleaning and disinfection. Cleaning and disinfection with a compatible care product must occur before the contact lenses are safe for patient wear. The patient is warned not to use this product in their eye directly. | N | N | Ineligible
OP | OP | QQJ | Applicator, Negative Pressure, External, Ocular | 2 |  | N | N |  | 886.5 | 1 | External ocular negative pressure system. An external ocular negative pressure system uses hardware and software to create negative pressure in front of the eye to temporarily lower intraocular pressure in glaucoma patients. | Goggles and pump unit | Creation of vacuum with pump | Ocular | N | N | Ineligible
OP | OP | QQQ | Guide And Positioner, Ophthalmic Drug Delivery Device | 1 |  | N | N |  | 886.43 | 3 | To provide a guide and/or positioner for filling of a drug delivery device. | a guide and/or positioner for filling of a drug delivery device | To provide a guide and/or positioner for filling of a drug delivery device | eye | N | N | Ineligible
OP | OP | QQU | Digital Therapy Device For Amblyopia | 2 |  | N | N |  | 886.55 | 1 | A digital therapy device for amblyopia is a device that incorporates dichoptic presentations on visual displays through therapeutic algorithms to treat amblyopia or to improve visual acuity of patients with amblyopia. | Therapeutic algorithms delivered by software. The software needs to work with a visual display, either third-party or integrated hardware. The visual display may be a head-mounted display, tablet, computer screen, etc. | The device digitally modifies images or videos such that they are perceived differentially by the amblyopic eye and the fellow eye. The image or video modifications penalize the fellow eye (e.g., by reducing contrast or visibility) and, therefore, encourage the use of the amblyopic eye. The device may apply digital masks on the images or videos for both eyes. The pattern of the mask for one eye is complementary to that for the other eye to encourage binocular fusion. | Eye | N | N | Ineligible
OP | OP | QTO | Digital Visual Acuity Test | 1 |  | N | N |  | 886.115 | 4 | A Digital visual acuity testing system is intended as an aid in the assessment of visual acuity in patients. | Digital Visual Acuity Testing System may be implemented as standalone software device or web-based system. The test algorithms are delivered by software, which can run on a dedicated hardware platform or on a standard computer platform such as PC, Tablet, smartphone, etc. The software utilizes a visual display, either a commercially available one or proprietary one. The visual display may be a head-mounted display, a tablet, smartphone, a computer screen, etc. | The device presents visual stimuli, such as block letters or other symbols in graduated sizes, on a digital display located at the predetermined distance from the patient. The test distance may be determined by the device. The patient self-administers the test, with or without the aid of an eye care provider, by characterizing the perceived image of the visual stimulus interactively. Based on the patient�s responses, the device provides an assessment of visual acuity. | Eye | N | N | Ineligible
OP | OP | QTW | Digital Amsler Grid | 1 |  | N | N |  | 886.133 | 4 | A Digital Amsler grid is intended as an aid in detection of central visual irregularities caused by changes in the visual pathway in patients. | Digital Amsler Grid may be implemented as a standalone software device or web-based system. The test algorithms are delivered by software, which can run on a dedicated hardware platform or on a standard computer platform such as PC, Tablet, smartphone, etc. The software utilizes a visual display, either a commercially available one or proprietary one. The visual display may be a head-mounted display, a tablet, smartphone, a computer screen, etc. | The device presents an Amsler grid and fixation target on a digital display located at a predetermined distance from the patient. The test distance may be determined by the device. The patient self-administers the test, with or without the aid of an eye care provider, by characterizing the perceived image of the visual stimulus interactively. Based on the patient�s responses, the device provides an assessment of visual perception in the central visual field. | Eye | N | N | Ineligible
OP | OP | QUR | Prescription Spectacle Lenses To Reduce The Progression Of Myopia | 2 |  | N | N |  | 886.5845 | 1 | Prescription spectacle lenses to reduce the progression of myopia consist of spectacle lenses with additional physical optical design lens elements. In addition to optical correction of myopic refractive error, these lenses are intended to be used by children who have myopia to reduce the rate of myopia progression. The lenses are mounted within a spectacle frame classified under � 886.5842. | The Prescription spectacle lenses to reduce the progression of myopia in children are made of a transparent, impact resistant material mounted within a spectacle frame, as are prescription spectacle lenses. The spectacle lenses are mounted only into spectacle frames that are class I 510(k) exempt under 21 CFR 886.5842. The spectacle lenses do not have any tissue contact (direct or indirect) during wear. | Prescription spectacle lenses to reduce the progression of myopia in children have an optical design that corrects refractive error and provides a stimulus, through the transmission of light from the surrounding environment, to slow the axial growth of the eye and to slow the progression of myopia over time. The prescription spectacle lens optical design is achieved based only on physical properties of the lenses. | The spectacle lens is mounted within a frame that positions the lenses directly in front of the eyes, without having physical contact with the eye surface or any other type of tissue contact during wear. Like the frames for other prescription spectacle lenses, the frames of this device sit on the nose with temples that extend behind the ears. The prescription spectacle lenses are mounted into frames that are class I 510(k) exempt under 21 CFR 886.5842. | N | N | Ineligible
OP | OP | QWU | Prosthesis, Eyelid Spacer/Graft, Polymer | 2 |  | N | N |  | 886.313 | 4 | For implantation to reinforce and aid in reconstruction of the soft tissues of the eyelid and eyelid area. | synthetic, non-degradable polymer fibers | synthetic polymer which reinforces tissue | Eyelid, eyelid area | Y | N | Ineligible
OP | OP | QZP | Camera, Ophthalmic, Non-Prescription | 2 |  | N | N |  | 886.112 | 1 | Non-prescription ophthalmic camera is an AC or battery-powered device intended to take photographs of the eye and the surrounding area. The device is intended to be operated by a lay person and provide images available for evaluation by an eye care professional. | A non-prescription ophthalmic camera is an AC- or battery- powered device designed for true color or monochrome imaging, consisting of image forming lens, aperture, and a sensitive photodetector array in the image plane. It is designed to be operated by a lay person for self-imaging. | A non-prescription ophthalmic camera is designed to be operated outside the professional clinic environment. It is designed for self-imaging by the lay person, storage and delivery of the collected images to the healthcare professional for evaluation. The camera should meet the same performance standards as an ophthalmic camera indicated for prescription use, including currently recognized versions of ISO 10940 and ANSI Z80.36. | Human eye and the surrounding area. | N | N | Ineligible
OP | OP | SAX | Home Monitoring Ophthalmic Optical Coherence Tomography (Oct) Imaging Device | 2 |  | N | N |  | 886.16 | 1 | A home monitoring ophthalmic imaging device is a prescription self-imaging device that incorporates imaging system hardware and automated image processing and analysis to enable patients at home to provide measurements that are intended for use by a physician for monitoring ophthalmic diseases or conditions in between regularly scheduled assessments. | An AC-powered or battery-powered device containing OCT hardware (optics and electronics), software and firmware for capturing images. Analysis algorithms are included as part of software. | The device allows the user to capture optical coherence tomography images of the eye. Using automated image analysis algorithms, the device provides additional analysis to segment and quantify regions or features of interest for the physician to interpret. | Eye | N | N | Ineligible
OP | OP | SBI | Manual Refractor, 3d Display | 1 |  | N | N |  | 886.177 | 4 | A 3D Display Manual Refractor is an optical device intended to measure the refractive error of the eye. | The 3D Display Manual Refractor is a portable electronic software-controlled device. | The 3D Display Manual Refractor is a prescription device. The device provides the eye healthcare professional capabilities of digitally presenting different optotypes to the patient on three dimensional display at various depths and to determine the refractive errors through the patients' subjective descriptions of how well they can see the presented optotypes. | Eye | N | N | Ineligible
OP | OP | SBN | Digital Therapy Device For Convergence Insufficiency | 1 |  | N | N |  | 886.129 | 4 | A digital therapy device for convergence insufficiency is an electronic device that incorporates binocular presentations on visual displays to treat convergence insufficiency | Therapeutic algorithms delivered by software. The software needs to work with a visual display, either third-party or integrated hardware. The visual display may be a head-mounted display, tablet, computer screen, etc. | The digital device binocularly displays 3D objects, environments, or other stimuli at various simulated depths or apparent distances from the patient to stimulate and train binocular convergence. | Eye | N | N | Ineligible
OP | OP | SCW | Digital Prismatic Correction | 1 |  | N | N |  | 886.1655 | 4 | The device is intended to provide digital image adjustments in a display system in accordance with a user�s prism prescription. The device can be used in conjunction with optical lenses for refractive correction. | it is a software that utilizes a user�s prism prescription as an input and provides digital image adjustments as output perceived on a display system. | The device converts a user�s prism prescription into adjustment parameters that are utilized by a display system to provide digital image adjustments in horizontal and/or vertical dimensions. | Eye | N | N | Ineligible
OP | OP | SDE | Light Based Device For Dry Age-Related Macular Degeneration | 2 |  | N | N |  | 886.552 | 1 | A light based device for dry age-related macular degeneration is a prescription device intended for use in the application of non- coherent light energy to the eye. The device treats or improves visual acuity in patients with dry age-related macular degeneration. | The device is an instrument with non-coherent light sources. The device will center the beam of light on the patient�s eye prior to initiating treatment. | The device emits light in different wavelengths from non-coherent light sources. The system delivers light to the eye in patients with Dry Age-Related Macular Degeneration (AMD). Each treatment may take a few minutes. During the treatment, the patient�s eye may be exposed to light of specific wavelengths while the eye lid is open and/or closed. | Eye | N | N | Ineligible
OP | RA | NFF | Device, Storage, Images, Ophthalmic | 1 |  | N | N |  | 892.201 | 4 |  |  |  |  | N | N | Eligible
OP | RA | NFG | Device, Communications, Images, Ophthalmic | 1 |  | N | N |  | 892.202 | 4 |  |  |  |  | N | N | Eligible
OP | RA | NFH | Digitizer, Images, Ophthalmic | 2 |  | N | N |  | 892.203 | 4 |  |  |  |  | N | N | Eligible
OP | RA | NFI | Device, Hardcopy, Images, Ophthalmic | 2 |  | N | N |  | 892.204 | 4 |  |  |  |  | N | N | Eligible
OP | RA | NFJ | System, Image Management, Ophthalmic | 2 |  | N | Y |  | 892.205 | 1 |  |  |  |  | N | N | Eligible
OP | SU | PYU | Sponge, Eyelid Cleaning, Powered | 1 |  | N | N |  | 878.482 | 4 | This device type is intended to cleanse the eyelid margins and eyelashes by a healthcare professional. | The eyelid cleaning device is a handheld device that spins a soft micro-sponge in the horizontal axis. The handpiece is made out of stainless steel and plastic, and the micro-sponge is composed of polyvinyl alcohol. The handpiece works with a lithium-ion battery and is charged in a plastic charging station. The battery-operated handpiece spins the medical grade micro-sponge (that has been soaked in foam) at 2,500 rpm along the lower and upper eyelid margins and eyelashes. The eyelid cleaning product is used with a commercially available eyelid cleansing foam. The micro-sponge is disposable; one sponge is used to clean each individual eyelid. | The eyelid cleaning device is a device that cleanses the eyelid margins using a medical grade micro-sponge and eyelid cleansing foam. The micro-sponge is applied to the lower and upper eyelid margins and eyelashes to remove debris. A healthcare professional applies firm pressure to the eyelid margin in a variable, scrubbing swirling motion from nasal to temporal and back to the meibomian glands. The procedure lasts about 6-8 minutes and is gentle on the eyelid. | The target area is the eyelid margins. | N | N | Ineligible
OP | SU | QUQ | Knife, Intraocular Pressure Lowering | 2 |  | N | N |  | 878.44 | 1 | A knife intended for cutting of trabecular meshwork to reduce intraocular pressure in glaucoma | manual, non-powered, knife | Uses a manual, non-powered, knife to cut trabecular meshwork | trabecular meshwork | N | N | Ineligible
OP |  | HPX | Lens, Contact (Polymethylmethacrylate) |  | 1 | N | N |  |  | 1 |  |  |  |  | N | N | Eligible
OP |  | LOG | Catheter, Balloon For Retinal Reattachment | 3 |  | N | N |  |  | 2 |  |  |  |  | N | N | Eligible
OP |  | LOH | System, Identification, Contact Lens | 3 |  | N | N |  |  | 2 |  |  |  |  | N | N | Eligible
OP |  | LOI | Laser, Neodymium:Yag, Ophthalmic For Uses Other Than Posterior Capsulotomy & Cutting Pupillary | 3 |  | N | N |  |  | 2 |  |  |  |  | N | N | Eligible
OP |  | LQB | Medical Computers And Software For Ophthalmic Use | 3 |  | N | N |  |  | 3 |  |  |  |  | N | N | Eligible
OP |  | LQE | Implant, Corneal, Refractive | 3 |  | N | N |  |  | 2 |  |  |  |  | Y | N | Ineligible
OP |  | LXQ | Cup, Eye |  | 1 | N | N |  |  | 1 |  |  |  |  | N | N | Eligible
OP |  | LYX | Media, Corneal Storage |  | 1 | N | N |  |  | 1 |  |  |  |  | N | N | Eligible
OP |  | LZQ | Tissue Adhesive For Ophthalmic Use | 3 |  | N | N |  |  | 2 |  |  |  |  | N | N | Eligible
OP |  | LZS | Excimer Laser System | 3 |  | N | N |  |  | 2 |  |  |  |  | N | N | Ineligible
OP |  | LZU | Plug, Punctum |  | 1 | N | N |  |  | 1 |  |  |  |  | N | N | Eligible
OP |  | MRJ | Ring, Endocapsular | 3 |  | N | N |  |  | 2 |  |  |  |  | Y | N | Eligible
OP |  | MSI | Solution, Cleaning / Lubricating, Artificial Eye | 3 |  | N | N |  |  | 2 |  |  |  |  | N | N | Eligible
OP |  | MTA | Lens, Intraocular, Phakic | 3 |  | N | N |  |  | 2 |  |  |  |  | Y | N | Ineligible
OP |  | MUR | Graft, Sclera, Reinforcement | 3 |  | N | N |  |  | 3 |  |  |  |  | Y | N | Eligible
OP |  | MWD | Electrosurgical, Radio Frequency, Refractive Correction | 3 |  | N | N |  |  | 2 |  |  |  |  | N | N | Eligible
OP |  | NBF | Prosthesis, Retinal |  |  | N | N |  |  | 6 |  |  |  |  | Y | N | Ineligible
OP |  | NCJ | Telescope, Implantable, Miniature | 3 |  | N | N |  |  | 2 |  |  |  |  | Y | N | Eligible
OP |  | ODK | Refractive Corneal Implant |  |  | N | N |  |  | 6 | Intended for the reduction or elimination of myopia and astigmatism in patients with keratoconus so that their functional vision may be restored and the need for a corneal transplant procedure may be potentially deferred. | Two clear polymethylmethacrylate segments, each having an arc length of 150 degree. | When placed in the corneal stroma outside of the patient's central optical zone, the product reduces the cone by flattening the cornea and for non-central keratoconus repositions the cone centrally. | Corneal stroma | Y | N | Ineligible
OP |  | OGO | Intraocular Pressure Lowering Implant | 3 |  | N | N |  |  | 2 | An intraocular pressure lowering implant is a device intended to reduce intraocular pressure when implanted in eyes which have not failed conventional medical and surgical treatment. | This device category includes various materials, both biodegradable and non-biodegradable, and includes devices of various designs. | An intraocular pressure lowering implant uses various methods such as increasing aqueous outflow to reduce intraocular pressure | Eye | Y | N | Ineligible
OP |  | OKS | Lacrimal Stents And Intubation Sets |  | 1 | N | N |  |  | 1 | Lacrimal stents and intubations sets are intended to repair the lacrimal drainage system. Lacrimal stents and intubations sets are indicated for, but limited to, the treatment of epiphora in infants and adults; canalicular pathologies such as stenosis; obstruction or laceration; and conditions requiring dacryocystorhinostomy (conventional or laser); or imperforation of the nasolacrimal duct in an infant. | A stent is a small tube generally made of silicone that is placed at the point of constriction to open it up. The intubation set is composed of a balloon and catheter composed of silicone. | The nasal punctum is probed with a fine stainless steel probe to determine the patency of the opening and adjoining lacrimal duct. This procedure is known as dilation and then maybe followed by sterile saline irrigation to test for lower patency of the lacrimal duct. In some cases, dilation and irrigation alone are not sufficient. In those cases, a balloon and cathether composed of silicone is inserted into the punctum and then into the lacrimal duct to keep the nasolacrimal duct open thereby facilitating the drainage of tear fluid from the eye. | These devices are restricted to the nasal punctum and lacrimal ducts of the eye. | Y | N | Eligible
OP |  | OTL | Femtosecond Laser System For Refractive Correction | 3 |  | N | N |  |  | 2 | Ophthalmic femtosecond laser intended to provide refractive vision correction by modification of the shape of the cornea | The device consists of a laser console, a computer with graphic user interface, a beam delivery system that positions and focuses the laser beam, patient bed, and a patient interface system that flattens the cornea and holds the patient's eye still during the surgical procedure. | The laser console generates femtosecond laser pulses. When focused in transparent tissue, these low energy pulses produce photodisruption (a highly localized region of ionized plasma) effects that occur on an extremely short time scale and are confined to the few microns surrounding the focal spot. Patterns of contiguous, focused laser pulses result in the creation of cut surfaces in the cornea that define a disc-shaped tissue (lenticule) in the corneal stroma. The surgeon enters treatment parameters and a corresponding lenticule is created according to a pre-defined algorithm such that its thickness determines the refractive correction and resultant corneal reshaping when extracte | Cornea of the eye. | N | N | Ineligible
OP |  | OXW | Stimulator, Electrical, Transcutaneous, For Diabetic Retinopathy |  | 3 | N | N |  |  | 3 | Electrical stimulation unit with leads and cutaneous electrodes used to apply an electrical current through the electrodes to the patient's eyelid to create a microcurrent loop that flows through the retina. | Electrical stimulation unit with leads and cutaneous electrodes | Applies an electrical current through electrodes on a patient's eyelid (skin) | Eyelid | N | N | Eligible
OP |  | PFZ | Ophthalmic Sealant | 3 |  | N | N |  |  | 2 | An ophthalmic sealant is intended to maintain an incision closure and aid in preventing fluid egress from incisions in the eye. | A topical liquid/hydrogel/material which creates a temporary adherent closure. | An ophthalmic sealant device is applied to an incision in the eye following an intraocular surgery. Once applied to the surface of the eye, the device adheres to the ocular tissue and aids in incision closure and prevention of fluid egress. | eye | N | N | Eligible
OP |  | QBT | Artificial Iris | 3 |  | N | N |  |  | 2 | Artificial iris is intended to be implanted to replace the natural iris of the eye. | An artificial iris is manufactured from a polymeric material and may contain color additives to mimic the appearance of the natural iris. | The artificial iris reduces the light sensitivity and/or glare associated with aniridia through the artificial pupil at the center of the prosthesis. The Artificial iris does not include optical power for the correction of refractive errors. | Eye | Y | N | Ineligible
OP |  | QIT | Daily Wear Soft Contact Lens To Reduce The Progression Of Myopia | 3 |  | N | N |  |  | 2 | Intended to be worn on the surface of the eye in children who have myopia to: � Reduce the rate of progression of myopia, and � Optically correct myopic refractive error. | A daily wear soft contact lens to reduce the progression of myopia has a similar appearance and construction to any soft contact lens. It is a device made of a polymer. | A daily wear soft contact lens to reduce the progression of myopia is one that uses an optical design in which part of the optical zone focuses light from distant objects on the retina, and other parts of the optical zone focus light in front of the retina. This is believed to provide a stimulus to slow the axial growth of the eye and to slow the progression of myopia. | Like all soft contact lenses, the lens sits on the cornea and surrounding bulbar conjunctiva. | N | N | Ineligible
OR | NE | OJP | Orthopedic Computer Controlled Surgical System | 2 |  | N | N |  | 882.456 | 1 | Pre-operative planning and intra-operative execution of surgical movements with robotically controlled end effectors under user supervision. Alternative to manual planning and broaching/reaming techniques for femoral canal preparation in primary total hip arthroplasty (THA). | Preoperative Planning Workstation, a robotic arm, electronics control cabinet, display monitor and miscellaneous accessories (such as cutters, drapes, irrigation sets, probes and markers). | The system registers patient anatomy to a pre-operative surgical plan to guide a robotic arm during the milling of the femeral canal for primary total hip arthroplasty. | Orthopedic Surgery - Hard tissue. | N | N | Eligible
OR | NE | OLO | Orthopedic Stereotaxic Instrument | 2 |  | N | N |  | 882.456 | 1 | Stereotaxic guidance during orthopedic surgery procedures. Indicated for Orthopedic joint or spine surgery. Neurological stereotaxic instruments are classified under product code HAW. | Device consists of Camera, computer, various shaped tracking arrays, computer interface for commmunication between user and device. | User loads Computer software pre-Op to plan surgery procedure, then registers the patient anatomy during surgery to allow software to track patient anatomy, implants, and surgical tools in real time/space. | Orthopedic joints and spinal procedures where tracking of instrumentation is desired. | N | N | Eligible
OR | NE | ONN | Intraoperative Orthopedic Joint Assessment Aid | 2 |  | N | N |  | 882.456 | 1 | Measurement and interpretation of orthopedic joint information. | Measurement transducer, central processing unit, and user interface. | The system analytically measures the joint state and interprets the measurements using a software algorithm to aid in the positioning of an implant system. | Orthopedic joint. | N | N | Eligible
OR | NE | OSE | Patient Specific Manual Navigation System | 2 |  | N | N |  | 882.456 | 1 | Intended for defining implant alignment relative to a patient's anatomy. | Manual Instrument with auxiliary software. | Pre-operative imagery is used to establish a correlation between the patient's anatomy and the instrument. | Orthopedic Joints | N | N | Eligible
OR | NE | OSF | Patient Specific Manual Orthopedic Stereotaxic System | 2 |  | N | N |  | 882.456 | 1 | Intended for defining orthopedic acetabular implant alignment relative to a patient's anatomy. | Manual instrument and auxiliary software. | Pre-operative imagery, such as CT or radiographs, is used to establish a correlation between the patient's AP plane and the instrument�s plane. | Acetabulum | N | N | Eligible
OR | NE | SBF | Orthopedic Augmented Reality | 2 |  | N | N |  | 882.456 | 1 | An orthopedic augmented reality device provides visual guidance during orthopedic procedures, where the use of stereotaxic navigation is utilized. Visual guidance is displayed as �augmented reality� stereoscopic images to intraoperatively augment the user�s field of view. | Display for augmenting information, stereotaxic navigation software, and associated surgical instruments. | Visual guidance is shown through augmenting stereoscopic images while allowing view of the patient anatomy. The stereoscopic images are generated based on stereotaxic navigation software, where reference to rigid anatomical structures can be identified relative to patient imaging. This type of display should not include virtual reality, video see-through / pass-through, or holograms. | Orthopedic | N | N | Ineligible
OR | OR | HRR | Scissors, Orthopedic, Surgical | 1 |  | N | N |  | 888.454 | 4 |  |  |  |  | N | N | Eligible
OR | OR | HRS | Plate, Fixation, Bone | 2 |  | N | N |  | 888.303 | 1 |  |  |  |  | Y | N | Eligible
OR | OR | HRT | Stripper, Surgical | 1 |  | N | N |  | 888.454 | 4 |  |  |  |  | N | N | Eligible
OR | OR | HRX | Arthroscope | 2 |  | N | Y |  | 888.11 | 1 | Validated reprocessing instructions and reprocessing validation data for this device type must be included in a 510(k) submission if the device is reusable and has specific design features (please refer to Table 2 of 82 FR 26807, available at https://www.gpo.gov/fdsys/pkg/FR-2017-06-09/pdf/2017-12007.pdf). |  |  |  | N | N | Ineligible
OR | OR | HRY | Prosthesis, Knee, Femorotibial, Semi-Constrained, Cemented, Metal/Polymer | 2 |  | N | N |  | 888.353 | 1 |  |  |  |  | Y | N | Eligible
OR | OR | HRZ | Prosthesis, Knee, Hinged (Metal-Metal) | 3 |  | N | N |  | 888.348 | 2 | PMAs to be filed by 12/26/96 (61 FR 50710 (9/27/96)) |  |  |  | Y | N | Eligible
OR | OR | HSA | Prosthesis, Knee, Hemi-, Femoral | 3 |  | N | N |  | 888.357 | 2 |  |  |  |  | Y | N | Eligible
OR | OR | HSB | Rod, Fixation, Intramedullary And Accessories | 2 |  | N | N |  | 888.302 | 1 |  |  |  |  | Y | N | Eligible
OR | OR | HSD | Prosthesis, Shoulder, Hemi-, Humeral, Metallic Uncemented | 2 |  | N | N |  | 888.369 | 1 |  |  |  |  | Y | N | Eligible
OR | OR | HSH | Prosthesis, Knee, Hemi-, Tibial, Resurfacing (Uncemented) | 2 |  | N | N |  | 888.359 | 1 |  |  |  |  | Y | N | Eligible
OR | OR | HSN | Prosthesis, Ankle, Semi-Constrained, Cemented, Metal/Polymer | 2 |  | N | N |  | 888.311 | 1 |  |  |  |  | Y | N | Eligible
OR | OR | HSP | Splint, Traction | 1 |  | Y | N |  | 888.589 | 4 |  |  |  |  | N | N | Eligible
OR | OR | HSQ | Belt, Pelvic, Traction | 1 |  | Y | N |  | 888.589 | 4 |  |  |  |  | N | N | Eligible
OR | OR | HSR | Unit, Traction, Hip, Non-Powered, Non-Penetrating | 1 |  | Y | N |  | 888.589 | 4 |  |  |  |  | N | N | Eligible
OR | OR | HSX | Prosthesis, Knee, Femorotibial, Non-Constrained, Cemented, Metal/Polymer | 2 |  | N | N |  | 888.352 | 1 |  |  |  |  | Y | N | Eligible
OR | OR | HTG | Prosthesis, Knee, Hemi-, Patellar Resurfacing, Uncemented | 2 |  | N | N |  | 888.358 | 1 |  |  |  |  | Y | N | Eligible
OR | OR | HTH | Protractor | 1 |  | N | N |  | 888.46 | 4 |  |  |  |  | N | N | Eligible
OR | OR | HTJ | Gauge, Depth | 1 |  | N | N |  | 888.43 | 4 |  |  |  |  | N | N | Eligible
OR | OR | HTN | Washer, Bolt Nut | 2 |  | N | N |  | 888.303 | 1 |  |  |  |  | Y | N | Eligible
OR | OR | HTO | Reamer | 1 |  | N | N |  | 888.454 | 4 |  |  |  |  | N | N | Eligible
OR | OR | HTP | File | 1 |  | N | N |  | 888.454 | 4 |  |  |  |  | N | N | Eligible
OR | OR | HTQ | Broach | 1 |  | N | N |  | 888.454 | 4 |  |  |  |  | N | N | Eligible
OR | OR | HTS | Knife, Orthopedic | 1 |  | N | N |  | 888.454 | 4 |  |  |  |  | N | N | Eligible
OR | OR | HTT | Burr, Orthopedic | 1 |  | N | N |  | 888.454 | 4 |  |  |  |  | N | N | Eligible
OR | OR | HTW | Bit, Drill | 1 |  | N | N |  | 888.454 | 4 |  |  |  |  | N | N | Eligible
OR | OR | HTX | Rongeur | 1 |  | N | N |  | 888.454 | 4 |  |  |  |  | N | N | Eligible
OR | OR | HTY | Pin, Fixation, Smooth | 2 |  | N | N |  | 888.304 | 1 |  |  |  |  | Y | N | Eligible
OR | OR | HWA | Impactor | 1 |  | N | N |  | 888.454 | 4 |  |  |  |  | N | N | Eligible
OR | OR | HWB | Extractor | 1 |  | N | N |  | 888.454 | 4 |  |  |  |  | N | N | Eligible
OR | OR | HWC | Screw, Fixation, Bone | 2 |  | N | N |  | 888.304 | 1 |  |  |  |  | Y | N | Eligible
OR | OR | HWD | Starter, Bone Screw | 1 |  | N | N |  | 888.454 | 4 |  |  |  |  | N | N | Eligible
OR | OR | HWI | Corkscrew | 1 |  | N | N |  | 888.454 | 4 |  |  |  |  | N | N | Eligible
OR | OR | HWJ | Awl | 1 |  | N | N |  | 888.454 | 4 |  |  |  |  | N | N | Eligible
OR | OR | HWK | Trephine | 1 |  | N | N |  | 888.454 | 4 |  |  |  |  | N | N | Eligible
OR | OR | HWL | Set, Hollow Mill | 1 |  | N | N |  | 888.454 | 4 |  |  |  |  | N | N | Eligible
OR | OR | HWN | Instrument, Compression | 1 |  | N | N |  | 888.454 | 4 |  |  |  |  | N | N | Eligible
OR | OR | HWO | Skid, Bone | 1 |  | N | N |  | 888.454 | 4 |  |  |  |  | N | N | Eligible
OR | OR | HWP | Punch, Femoral Neck | 1 |  | N | N |  | 888.454 | 4 |  |  |  |  | N | N | Eligible
OR | OR | HWQ | Passer | 1 |  | N | N |  | 888.454 | 4 |  |  |  |  | N | N | Eligible
OR | OR | HWR | Driver, Prosthesis | 1 |  | N | N |  | 888.454 | 4 |  |  |  |  | N | N | Eligible
OR | OR | HWT | Template | 1 |  | N | N |  | 888.48 | 4 |  |  |  |  | N | N | Eligible
OR | OR | HWW | Countersink | 1 |  | N | N |  | 888.454 | 4 |  |  |  |  | N | N | Eligible
OR | OR | HWX | Tap, Bone | 1 |  | N | N |  | 888.454 | 4 |  |  |  |  | N | N | Eligible
OR | OR | HXA | Prosthesis, Tendon, Passive | 2 |  | N | N |  | 888.3025 | 1 |  |  |  |  | Y | N | Eligible
OR | OR | HXB | Probe | 1 |  | N | N |  | 888.454 | 4 |  |  |  |  | N | N | Eligible
OR | OR | HXC | Wrench | 1 |  | N | N |  | 888.454 | 4 |  |  |  |  | N | N | Eligible
OR | OR | HXE | Fork | 1 |  | N | N |  | 888.454 | 4 |  |  |  |  | N | N | Eligible
OR | OR | HXG | Tamp | 1 |  | N | N |  | 888.454 | 4 |  |  |  |  | N | N | Eligible
OR | OR | HXI | Passer, Wire, Orthopedic | 1 |  | N | N |  | 888.454 | 4 |  |  |  |  | N | N | Eligible
OR | OR | HXJ | Staple Driver | 1 |  | N | N |  | 888.454 | 4 |  |  |  |  | N | N | Eligible
OR | OR | HXK | Holder, Needle; Orthopedic | 1 |  | N | N |  | 888.454 | 4 |  |  |  |  | N | N | Eligible
OR | OR | HXN | Applier, Cerclage | 1 |  | N | N |  | 888.454 | 4 |  |  |  |  | N | N | Eligible
OR | OR | HXO | Pusher, Socket | 1 |  | N | N |  | 888.454 | 4 |  |  |  |  | N | N | Eligible
OR | OR | HXP | Instrument, Bending Or Contouring | 1 |  | N | N |  | 888.454 | 4 |  |  |  |  | N | N | Eligible
OR | OR | HXQ | Crimper, Pin | 1 |  | N | N |  | 888.454 | 4 |  |  |  |  | N | N | Eligible
OR | OR | HXS | Twister, Wire | 1 |  | N | N |  | 888.454 | 4 |  |  |  |  | N | N | Eligible
OR | OR | HXW | Bender | 1 |  | N | N |  | 888.454 | 4 |  |  |  |  | N | N | Eligible
OR | OR | HXX | Screwdriver | 1 |  | N | N |  | 888.454 | 4 |  |  |  |  | N | N | Eligible
OR | OR | HXY | Brace, Drill | 1 |  | N | N |  | 888.454 | 4 |  |  |  |  | N | N | Eligible
OR | OR | HXZ | Cutter, Wire | 1 |  | N | N |  | 888.454 | 4 |  |  |  |  | N | N | Eligible
OR | OR | JDB | Prosthesis, Elbow, Semi-Constrained, Cemented | 2 |  | N | N |  | 888.316 | 1 |  |  |  |  | Y | N | Eligible
OR | OR | JDC | Prosthesis, Elbow, Constrained, Cemented | 2 |  | N | N |  | 888.315 | 1 |  |  |  |  | Y | N | Eligible
OR | OR | JDD | Prosthesis, Upper Femoral | 2 |  | N | N |  | 888.336 | 1 |  |  |  |  | Y | N | Eligible
OR | OR | JDG | Prosthesis, Hip, Femoral Component, Cemented, Metal | 2 |  | N | N |  | 888.336 | 1 |  |  |  |  | Y | N | Eligible
OR | OR | JDH | Prosthesis, Hip, Hemi-, Trunnion-Bearing, Femoral, Metal/Polyacetal | 3 |  | N | N |  | 888.338 | 2 |  |  |  |  | Y | N | Eligible
OR | OR | JDI | Prosthesis, Hip, Semi-Constrained, Metal/Polymer, Cemented | 2 |  | N | N |  | 888.335 | 1 |  |  |  |  | Y | N | Eligible
OR | OR | JDL | Prosthesis, Hip, Semi-Constrained (Metal Cemented Acetabular Component) | 3 |  | N | N |  | 888.332 | 2 |  |  |  |  | Y | N | Eligible
OR | OR | JDN | Implant, Fixation Device, Spinal | 2 |  | N | N |  | 888.306 | 1 |  |  |  |  | Y | N | Eligible
OR | OR | JDO | Device, Fixation, Proximal Femoral, Implant | 2 |  | N | N |  | 888.303 | 1 |  |  |  |  | Y | N | Eligible
OR | OR | JDP | Condylar Plate Fixation Implant | 2 |  | N | N |  | 888.303 | 1 |  |  |  |  | Y | N | Eligible
OR | OR | JDQ | Cerclage, Fixation | 2 |  | N | N |  | 888.301 | 1 |  |  |  |  | Y | N | Eligible
OR | OR | JDR | Staple, Fixation, Bone | 2 |  | N | N |  | 888.303 | 1 |  |  |  |  | Y | N | Eligible
OR | OR | JDS | Nail, Fixation, Bone | 2 |  | N | N |  | 888.303 | 1 |  |  |  |  | Y | N | Eligible
OR | OR | JDT | Cap, Bone | 1 |  | N | N |  | 888.3 | 4 |  |  |  |  | Y | N | Eligible
OR | OR | JDW | Pin, Fixation, Threaded | 2 |  | N | N |  | 888.304 | 1 |  |  |  |  | Y | N | Eligible
OR | OR | JDX | Instrument, Surgical, Sonic And Accessory/Attachment | 2 |  | N | N |  | 888.458 | 4 |  |  |  |  | N | N | Eligible
OR | OR | JDY | Evacuator, Vapor, Cement Monomer | 1 |  | N | N |  | 888.422 | 4 |  |  |  |  | N | N | Eligible
OR | OR | JDZ | Mixer, Cement, For Clinical Use | 1 |  | N | N |  | 888.421 | 4 |  |  |  |  | N | N | Eligible
OR | OR | JEC | Component, Traction, Invasive | 2 |  | N | N |  | 888.304 | 1 |  |  |  |  | Y | N | Eligible
OR | OR | JWH | Prosthesis, Knee, Patellofemorotibial, Semi-Constrained, Cemented, Polymer/Metal/Polymer | 2 |  | N | N |  | 888.356 | 1 |  |  |  |  | Y | N | Eligible
OR | OR | JWI | Prosthesis, Wrist, 2 Part Metal-Plastic Articulation, Semi-Constrained | 2 |  | N | N |  | 888.38 | 1 |  |  |  |  | Y | N | Eligible
OR | OR | JWJ | Prosthesis, Wrist, 3 Part Metal-Plastic-Metal Articulation, Semi-Constrained | 2 |  | N | N |  | 888.38 | 1 |  |  |  |  | Y | N | Eligible
OR | OR | KIG | Prosthesis, Wrist, Constrained, Polymer | 2 |  | N | N |  | 888.378 | 1 |  |  |  |  | Y | N | Eligible
OR | OR | KIH | Dispenser, Cement | 1 |  | N | N |  | 888.42 | 4 |  |  |  |  | N | N | Eligible
OR | OR | KII | Tube, Cement Ventilation | 1 |  | N | N |  | 888.423 | 4 |  |  |  |  | N | N | Eligible
OR | OR | KIL | Positioner, Socket | 1 |  | N | N |  | 888.454 | 4 |  |  |  |  | N | N | Eligible
OR | OR | KMB | Prosthesis, Knee, Non-Constrained (Metal-Carbon Reinforced Polyethylene) Cemented | 2 |  | N | N |  | 888.349 | 1 |  |  |  |  | Y | N | Eligible
OR | OR | KMC | Prosthesis, Hip, Semi-Constrained, Composite/Metal | 2 |  | N | N |  | 888.334 | 1 |  |  |  |  | Y | N | Eligible
OR | OR | KMD | Prosthesis, Ankle, Semi-Constrained, Cemented, Metal/Composite | 2 |  | N | N |  | 888.31 | 1 |  |  |  |  | Y | N | Eligible
OR | OR | KQZ | Component, Traction, Non-Invasive | 1 |  | Y | N |  | 888.589 | 4 |  |  |  |  | N | N | Eligible
OR | OR | KRN | Metal Cemented Constrained Femorotibial Knee Prosthesis | 3 |  | N | N |  | 888.348 | 2 | Call for pmas 12/26/96 ( 61 fr 50710 9/27/96) |  |  |  | Y | N | Eligible
OR | OR | KRO | Prosthesis, Knee, Femorotibial, Constrained, Cemented, Metal/Polymer | 2 |  | N | N |  | 888.351 | 1 |  |  |  |  | Y | N | Eligible
OR | OR | KRP | Prosthesis, Knee, Patello/Femorotibial, Constrained, Cemented, Polymer/Metal/Metal | 3 |  | N | N |  | 888.355 | 2 | Call for PMAs to be filed by 12/26/96 per 61 FR 50710 on 9/27/96 |  |  |  | Y | N | Eligible
OR | OR | KRQ | Prosthesis, Knee, Patello/Femorotibial, Constrained, Cemented, Polymer/Metal/Polymer | 2 |  | N | N |  | 888.355 | 1 |  |  |  |  | Y | N | Eligible
OR | OR | KRR | Prosthesis, Knee, Patello/Femoral, Semi-Constrained, Cemented, Metal/Polymer | 2 |  | N | N |  | 888.354 | 1 |  |  |  |  | Y | N | Eligible
OR | OR | KRS | Prosthesis, Knee, Hemi-, Femoral (Uncemented) | 3 |  | N | N |  | 888.357 | 2 |  |  |  |  | Y | N | Eligible
OR | OR | KTT | Appliance, Fixation, Nail/Blade/Plate Combination, Multiple Component | 2 |  | N | N |  | 888.303 | 1 |  |  |  |  | Y | N | Eligible
OR | OR | KTW | Appliance, Fixation, Nail/Blade/Plate Combination, Single Component | 2 |  | N | N |  | 888.303 | 1 |  |  |  |  | Y | N | Eligible
OR | OR | KTX | Prosthesis, Knee, Femorotibial, Non-Constrained, Metal/Composite Cemented | 2 |  | N | N |  | 888.349 | 1 |  |  |  |  | Y | N | Eligible
OR | OR | KTZ | Caliper | 1 |  | N | N |  | 888.415 | 4 |  |  |  |  | N | N | Eligible
OR | OR | KWA | Prosthesis, Hip, Semi-Constrained (Metal Uncemented Acetabular Component) | 3 |  | N | N |  | 888.333 | 2 |  |  |  |  | Y | N | Eligible
OR | OR | KWB | Prosthesis, Hip, Hemi-, Acetabular, Cemented, Metal | 3 |  | N | N |  | 888.337 | 2 | Call for PMAs 12/26/96 (61 FR 50710 (9/27/96)) |  |  |  | Y | N | Eligible
OR | OR | KWD | Prosthesis, Toe, Hemi-, Phalangeal | 2 |  | N | N |  | 888.373 | 1 |  |  |  |  | Y | N | Eligible
OR | OR | KWE | Prosthesis, Finger, Constrained, Metal, Uncemented | 3 |  | N | N |  | 888.32 | 2 | call for pmas to be filed by 12/26/96 per 61 FR 50709 on 9/27/96 |  |  |  | Y | N | Eligible
OR | OR | KWF | Prosthesis, Finger, Polymer | 2 |  | N | N |  | 888.323 | 1 |  |  |  |  | Y | N | Eligible
OR | OR | KWG | Prosthesis, Finger, Constrained, Metal/Polymer | 3 |  | N | N |  | 888.322 | 2 | Call for PMAs to be filed by 12/26/96 per 61 FR 50709 on 9/27/96 |  |  |  | Y | N | Eligible
OR | OR | KWH | Prosthesis, Toe, Constrained, Polymer | 2 |  | N | N |  | 888.372 | 1 |  |  |  |  | Y | N | Eligible
OR | OR | KWI | Prosthesis, Elbow, Hemi-, Radial, Polymer | 2 |  | N | N |  | 888.317 | 1 |  |  |  |  | Y | N | Eligible
OR | OR | KWJ | Prosthesis, Elbow, Hemi-, Humeral, Metal | 3 |  | N | N |  | 888.318 | 2 | call for pmas to be filed by 12/26/96 per 61 FR 50709 on 9/27/96 |  |  |  | Y | N | Eligible
OR | OR | KWK | Appliance, Nail/Blade/Plate Combination, Single Component | 2 |  | N | N |  | 888.303 | 1 |  |  |  |  | Y | N | Eligible
OR | OR | KWL | Prosthesis, Hip, Hemi-, Femoral, Metal | 2 |  | N | N |  | 888.336 | 1 |  |  |  |  | Y | N | Eligible
OR | OR | KWM | Prosthesis, Wrist, Semi-Constrained | 2 |  | N | N |  | 888.38 | 1 |  |  |  |  | Y | N | Eligible
OR | OR | KWN | Prosthesis, Wrist, Carpal Lunate | 2 |  | N | N |  | 888.375 | 1 |  |  |  |  | Y | N | Eligible
OR | OR | KWO | Prosthesis, Wrist, Carpal Scaphoid | 2 |  | N | N |  | 888.376 | 1 |  |  |  |  | Y | N | Eligible
OR | OR | KWP | Appliance, Fixation, Spinal Interlaminal | 2 |  | N | N |  | 888.305 | 1 |  |  |  |  | Y | N | Eligible
OR | OR | KWQ | Appliance, Fixation, Spinal Intervertebral Body | 2 |  | N | N |  | 888.306 | 1 |  |  |  |  | Y | N | Eligible
OR | OR | KWR | Prosthesis, Shoulder, Constrained, Metal/Metal Or Metal/Polymer Cemented | 3 |  | N | N |  | 888.364 | 2 | Call for PMAs to be filed by 12/26/96 per 61 FR 50711 on 9/27/96 |  |  |  | Y | N | Eligible
OR | OR | KWS | Prosthesis, Shoulder, Semi-Constrained, Metal/Polymer Cemented | 2 |  | N | N |  | 888.366 | 1 |  |  |  |  | Y | N | Eligible
OR | OR | KWT | Prosthesis, Shoulder, Non-Constrained, Metal/Polymer Cemented | 2 |  | N | N |  | 888.365 | 1 |  |  |  |  | Y | N | Eligible
OR | OR | KWY | Prosthesis, Hip, Hemi-, Femoral, Metal/Polymer, Cemented Or Uncemented | 2 |  | N | N |  | 888.339 | 1 |  |  |  |  | Y | N | Eligible
OR | OR | KWZ | Prosthesis, Hip, Constrained, Cemented Or Uncemented, Metal/Polymer | 2 |  | N | N |  | 888.331 | 1 |  |  |  |  | Y | N | Eligible
OR | OR | KXA | Prosthesis, Hip, Femoral, Resurfacing | 2 |  | N | N |  | 888.34 | 1 |  |  |  |  | Y | N | Eligible
OR | OR | KXB | Prosthesis, Hip, Pelvifemoral Resurfacing, Metal/Polymer | 3 |  | N | N |  | 888.341 | 2 | Pma to be filed by 1/3/05 (69 fr 59134 (10/4/04)) for any hip joint metal/polymer or ceramic/polymer semiconstrained resurfacing cemented prosthesis that was in commercial distribution before may 28, 1976, or that has, on or before january 3, 2005, been found to be substantially equivalent to a hip joint metal/polymer or ceramic/polymer semiconstrained resurfacing cemented prosthesis that was in commercial distribution before may 28, 1976. Any other hip joint metal/polymer or ceramic/polymer semiconstrained resurfacing cemented prosthesis must have an approved pma or a declared completed pdp in effect before being placed in commercial distribution. |  |  |  | Y | N | Eligible
OR | OR | KXC | Prosthesis, Ankle, Cemented, Non-Constrained | 3 |  | N | N |  | 888.312 | 2 |  |  |  |  | Y | N | Eligible
OR | OR | KXD | Prosthesis, Hip, Constrained, Metal | 3 |  | N | N |  | 888.33 | 2 | Call for PMAs 12/26/96 (61 FR 50709 (9/27/96)) |  |  |  | Y | N | Eligible
OR | OR | KXE | Prosthesis, Wrist, Hemi-, Ulnar | 2 |  | N | N |  | 888.381 | 1 |  |  |  |  | Y | N | Eligible
OR | OR | KYI | Prosthesis, Wrist, Carpal Trapezium | 2 |  | N | N |  | 888.377 | 1 |  |  |  |  | Y | N | Eligible
OR | OR | KYJ | Prosthesis, Finger, Constrained, Polymer | 2 |  | N | N |  | 888.323 | 1 |  |  |  |  | Y | N | Eligible
OR | OR | KYK | Prosthesis, Knee, Femorotibial, Semi-Constrained, Cemented, Metal/Composite | 2 |  | N | N |  | 888.35 | 1 |  |  |  |  | Y | N | Eligible
OR | OR | KYM | Metallic Cemented Glenoid Hemi-Shoulder Prosthesis | 3 |  | N | N |  | 888.368 | 2 | Call for pmas to be filed by 12/26/96 per 61 fr 50711 on 9/27/96 |  |  |  | Y | N | Eligible
OR | OR | KYN | Prosthesis, Wrist, Constrained, Metal | 3 |  | N | N |  | 888.379 | 2 | Call for PMAs to be filed by 12/26/96 per 61 FR 50711 on 9/27/96 |  |  |  | Y | N | Eligible
OR | OR | LBC | Prosthesis, Finger, Constrained, Metal, Cemented | 3 |  | N | N |  | 888.321 | 2 | Call for PMAs to be filed by 12/26/96 per 61 FR 50709 on 9/27/96 |  |  |  | Y | N | Eligible
OR | OR | LGE | Prosthesis, Knee, Femorotibial, Semi-Constrained, Cemented, Trunnion-Bearing | 2 |  | N | N |  | 888.353 | 1 |  |  |  |  | Y | N | Eligible
OR | OR | LGF | Component, Cast | 1 |  | Y | N |  | 888.594 | 4 |  |  |  |  | N | N | Eligible
OR | OR | LGG | Instrument, Cast Application/Removal, Manual | 1 |  | Y | N |  | 888.598 | 4 |  |  |  |  | N | N | Eligible
OR | OR | LGH | Instrument, Cast Removal, Ac-Powered | 1 |  | N | N |  | 888.596 | 4 |  |  |  |  | N | N | Eligible
OR | OR | LOD | Bone Cement | 2 |  | N | N |  | 888.3027 | 1 |  |  |  |  | Y | N | Eligible
OR | OR | LPH | Prosthesis, Hip, Semi-Constrained, Metal/Polymer, Porous Uncemented | 2 |  | N | N |  | 888.3358 | 1 |  |  |  |  | Y | N | Eligible
OR | OR | LRN | Wire, Surgical | 2 |  | N | N |  | 888.303 | 1 |  |  |  |  | Y | N | Eligible
OR | OR | LTO | Spacer, Cement | 3 |  | N | N |  | 888.332 | 2 |  |  |  |  | Y | N | Eligible
OR | OR | LWJ | Prosthesis, Hip, Semi-Constrained, Metal/Polymer, Uncemented | 2 |  | N | N |  | 888.336 | 1 |  |  |  |  | Y | N | Eligible
OR | OR | LXH | Orthopedic Manual Surgical Instrument | 1 |  | N | N |  | 888.454 | 4 |  |  |  |  | N | N | Eligible
OR | OR | LXT | Appliance, Fixation, Nail/Blade/Plate Combination, Multiple Component, Metal Composite | 2 |  | N | N |  | 888.303 | 1 |  |  |  |  | Y | N | Eligible
OR | OR | LYP | Accessories, Fixation, Spinal Interlaminal | 2 |  | N | N |  | 888.305 | 1 |  |  |  |  | Y | N | Eligible
OR | OR | LYQ | Accessories, Fixation, Spinal Intervertebral Body | 1 |  | N | N |  | 888.454 | 4 |  |  |  |  | N | N | Eligible
OR | OR | LYS | Bone Mill | 1 |  | N | N |  | 888.454 | 4 |  |  |  |  | N | N | Eligible
OR | OR | LYT | Fixation Accessory | 2 |  | N | N |  | 888.303 | 1 |  |  |  |  | Y | N | Eligible
OR | OR | LZE | Isometer | 1 |  | N | N |  | 888.152 | 4 |  |  |  |  | N | N | Eligible
OR | OR | LZO | Prosthesis, Hip, Semi-Constrained, Metal/Ceramic/Polymer, Cemented Or Non-Porous, Uncemented | 2 |  | N | N |  | 888.3353 | 1 |  |  |  |  | Y | N | Eligible
OR | OR | LZV | System, Cement Removal Extraction | 2 |  | N | N |  | 888.458 | 4 |  |  |  |  | N | N | Eligible
OR | OR | LZY | Prosthesis, Hip, Hemi-, Femoral, Metal Ball | 2 |  | N | N |  | 888.336 | 1 |  |  |  |  | Y | N | Eligible
OR | OR | MAI | Fastener, Fixation, Biodegradable, Soft Tissue | 2 |  | N | N |  | 888.303 | 1 |  |  |  |  | Y | N | Eligible
OR | OR | MAX | Intervertebral Fusion Device With Bone Graft, Lumbar | 2 |  | N | N |  | 888.308 | 1 | Intended to stabilize spinal segment to promote fusion in order to restrict motion and decrease pain using bone graft. | hollow cylinder or rectangular box made of metal or polymer | Acts as a disc spacer and holds bone graft. | intervertebral disc space | Y | N | Eligible
OR | OR | MAY | Prosthesis, Hip, Semi-Constrained, Metal/Ceramic/Polymer, Cemented Or Non-Porous Cemented, Osteophilic Finish | 2 |  | N | N |  | 888.3353 | 1 |  |  |  |  | Y | N | Eligible
OR | OR | MBB | Bone Cement, Antibiotic | 2 |  | N | N |  | 888.3027 | 1 |  |  |  |  | Y | N | Eligible
OR | OR | MBF | Prosthesis, Shoulder, Semi-Constrained, Metal/Polymer, Uncemented | 2 |  | N | N |  | 888.367 | 1 |  |  |  |  | Y | N | Eligible
OR | OR | MBH | Prosthesis, Knee, Patello/Femorotibial, Semi-Constrained, Uncemented, Porous, Coated, Polymer/Metal/Polymer | 2 |  | N | N |  | 888.3565 | 1 |  |  |  |  | Y | N | Eligible
OR | OR | MBI | Fastener, Fixation, Nondegradable, Soft Tissue | 2 |  | N | N |  | 888.304 | 1 |  |  |  |  | Y | N | Eligible
OR | OR | MBL | Prosthesis, Hip, Semi-Constrained, Uncemented, Metal/Polymer, Porous | 2 |  | N | N |  | 888.3358 | 1 |  |  |  |  | Y | N | Eligible
OR | OR | MBP | Filler, Bone Void, Osteoinduction (W/O Human Growth Factor) | 2 |  | N | N |  | 888.3045 | 1 |  |  |  |  | Y | N | Eligible
OR | OR | MBV | Prosthesis, Knee, Patello/Femorotibial, Semi-Constrained, Uhmwpe, Pegged, Cemented, Polymer/Metal/Polymer | 2 |  | N | N |  | 888.356 | 1 |  |  |  |  | Y | N | Eligible
OR | OR | MDI | Prosthesis, Rib Replacement | 2 |  | N | N |  | 888.307 | 1 | In children with or at risk of developing Thoracic Insufficiency Syndrome, the expandable rib prosthesis devices mechanically stabilize and/or correct thoracic deformities to allow the chest and lungs to grow. The devices are attached perpendicularly to the subject's natural ribs and lumbar vertebra or pelvis. This mechanically stabilizes the chest wall and enlarges the thorax to improve respiration and lung growth. The devices allow assembly in a number of different configurations to accommodate the wide variety of anatomical deformities encountered by the clinician in treating patients with or at risk of developing Thoracic Insufficiency Syndrome. |  |  |  | Y | N | Eligible
OR | OR | MEH | Prosthesis, Hip, Semi-Constrained, Uncemented, Metal / Polymer, Non-Porous, Calcium Phosphate | 2 |  | N | N |  | 888.3353 | 1 |  |  |  |  | Y | N | Eligible
OR | OR | MJW | Prosthesis, Subtalar, Plug, Polymer | 2 |  | N | N |  | 888.304 | 1 |  |  |  |  | Y | N | Eligible
OR | OR | MNH | Orthosis, Spondylolisthesis Spinal Fixation | 2 |  | N | N |  | 888.307 | 1 |  |  |  |  | Y | N | Eligible
OR | OR | MNI | Orthosis, Spinal Pedicle Fixation | 2 |  | N | N |  | 888.307 | 1 |  |  |  |  | Y | N | Eligible
OR | OR | MNU | Staple, Absorbable | 2 |  | N | N |  | 888.303 | 1 |  |  |  |  | Y | N | Eligible
OR | OR | MQP | Spinal Vertebral Body Replacement Device | 2 |  | N | N |  | 888.306 | 1 |  |  |  |  | Y | N | Eligible
OR | OR | MQV | Filler, Bone Void, Calcium Compound | 2 |  | N | N |  | 888.3045 | 1 |  |  |  |  | Y | N | Eligible
OR | OR | MRY | Appliances And Accessories, Fixation, Bone, Absorbable Single/Multiple Component | 2 |  | N | N |  | 888.304 | 1 |  |  |  |  | Y | N | Eligible
OR | OR | NBH | Accessories, Arthroscopic | 1 |  | N | N |  | 888.11 | 4 |  |  |  |  | N | N | Eligible
OR | OR | NDD | Cerclage, Fixation, Metallic | 2 |  | N | N |  | 888.301 | 1 |  |  |  |  | Y | N | Eligible
OR | OR | NDE | Rod, Fixation, Intramedullary And Accessories, Metallic And Non-Collapsible | 2 |  | N | N |  | 888.302 | 1 |  |  |  |  | Y | N | Eligible
OR | OR | NDF | Plate, Fixation, Bone, Non-Spinal, Metallic | 2 |  | N | N |  | 888.303 | 1 |  |  |  |  | Y | N | Eligible
OR | OR | NDG | Washer, Bolt, Nut, Non-Spinal, Metallic | 2 |  | N | N |  | 888.303 | 1 |  |  |  |  | Y | N | Eligible
OR | OR | NDH | Nail, Fixation, Bone, Metallic | 2 |  | N | N |  | 888.303 | 1 |  |  |  |  | Y | N | Eligible
OR | OR | NDI | Staple, Fixation, Bone, Metallic | 2 |  | N | N |  | 888.303 | 1 |  |  |  |  | Y | N | Eligible
OR | OR | NDJ | Screw, Fixation, Bone, Non-Spinal, Metallic | 2 |  | N | N |  | 888.304 | 1 |  |  |  |  | Y | N | Eligible
OR | OR | NDK | System, External Fixator (With Metallic Invasive Components) | 2 |  | N | N |  | 888.304 | 1 |  |  |  |  | Y | N | Eligible
OR | OR | NDL | Pin, Fixation, Smooth, Metallic | 2 |  | N | N |  | 888.304 | 1 |  |  |  |  | Y | N | Eligible
OR | OR | NDM | Pin, Fixation, Threaded, Metallic | 2 |  | N | N |  | 888.304 | 1 |  |  |  |  | Y | N | Eligible
OR | OR | NDN | Cement, Bone, Vertebroplasty | 2 |  | N | N |  | 888.3027 | 1 |  |  |  |  | Y | N | Eligible
OR | OR | NGR | Tester, Stiffness, Cartilage, Arthroscopic | 2 |  | N | Y |  | 888.11 | 1 |  |  |  |  | N | N | Eligible
OR | OR | NJA | Accessory, System, External Fixator, Containing Antimicrobial Agent | 2 |  | N | N |  | 888.304 | 1 | The device is intended to be used as an accessory surrounding orthopedic pins and wires during external fixation of bones. The sleeve is impregnated with antibiotic (gentamicin) which is released over time in order to inhibit bacterial colonization on the pin/wire. |  |  |  | Y | N | Eligible
OR | OR | NJD | Prosthesis, Knee, Femorotibial, Unicompartmental/Unicondylar, Uncemented, Porous-Coated, Metal/Polymer | 2 |  | N | N |  | 888.3535 | 1 | Intended to replace part of a knee joint in order to relieve pain and restore knee function, for indications such as uni-compartmental osteoarthritis; inflammatory arthritis; traumatic arthritis; varus, valgus or flexion deformities; and revision surgery. |  |  |  | Y | N | Eligible
OR | OR | NKB | Thoracolumbosacral Pedicle Screw System | 2 |  | N | N |  | 888.307 | 1 | Intended to provide immobilization and stabilization of spinal segments in thoracic, lumbar, and sacral spine as an adjunct to fusion. |  |  |  | Y | N | Eligible
OR | OR | NKG | Posterior Cervical Screw System | 2 |  | N | N |  | 888.3075 | 1 | Posterior cervical screw systems are intended for use in fusion procedures of the cervical spine and/or craniocervical junction and/or cervicothoracic junction for: 1) spinal fractures and dislocations; 2) deformities; 3) instabilities; 4) failed previous fusions; 5) tumors; 6) inflammatory disorders; 7) spinal degeneration, 8) facet degeneration with instability; and 9) reconstruction following decompression to treat radiculopathy and/or myelopathy. These systems are also intended to stabilize the spine in the absence of fusion for a limited time period in patients with tumors involving the cervical spine in whom life expectancy is of insufficient duration to permit achievement of fusion. | Metallic plates, longitudinal members (e.g., rods) and other device-specific accessories. | Use of screws and longitudinal members (e.g., rods) to stabilization spinal segments for fusion. | Posterior cervical spine | Y | N | Eligible
OR | OR | NOV | Anchor, Suture, Bone Fixation, Metallic | 2 |  | N | N |  | 888.303 | 1 | This device is indicated for attaching suture into bone for suspension of the nasal valve and for attaching suture into bone at the lower orbital rim. |  |  |  | Y | N | Eligible
OR | OR | NPJ | Prosthesis, Knee Patellofemorotibial, Partial, Semi-Constrained, Cemented, Polymer/Metal/Polymer | 2 |  | N | N |  | 888.356 | 1 | The device is intended to replace the medial condyle and the patellofemoral compartment of the distal femur with a single device. The device is meant to be used with a uni-compartmental tibial base and insert and a resurfacing patella. The device is intended to be used with bone cement. |  |  |  | Y | N | Eligible
OR | OR | NQP | Posterior Metal/Polymer Spinal System, Fusion | 2 |  | N | N |  | 888.307 | 1 | This device is a posterior spinal system that contains polymer and metal components. This spinal system is to be used with bone graft and is an adjunct to fusion in the treatment of acute and chronic instabilities or deformities of the thoracic, lumbar, and sacral spine. |  |  |  | Y | N | Eligible
OR | OR | NQW | Orthosis, Spine, Plate, Laminoplasty, Metal | 2 |  | N | N |  | 888.305 | 1 | This device is a plate that is attached to the lamina after a laminoplasty or laminectomy procedure. |  |  |  | Y | N | Eligible
OR | OR | NUD | Vertebroplasty Compound, Calcium Based | 2 |  | N | N |  | 888.3027 | 1 | THIS DEVICE IS INDICATED FOR THE FIXATION OF PATHOLOGICAL FRACTURES OF THE VERTEBRAL BODY USING VERTEBROPLASTY OR KYPHOPLASTY PROCEDURES. THE DEVICE RESORBS (TIME FRAME MAY BE INDICATED) AND IS REPLACED WITH BONE DURING THE HEALING PROCESS. |  |  |  | Y | N | Eligible
OR | OR | NVC | Bone, Heterograft | 3 |  | N | N |  | 888.3015 | 2 | BONE HETEROGRAFT IS A DEVICE INTENDED TO BE IMPLANTED THAT IS MADE FROM MATURE (ADULT) BOVINE BONES AND USED TO REPLACE HUMAN BONE FOLLOWING SURGERY IN THE CERVICAL REGION OF THE SPINAL COLUMN. |  |  |  | Y | N | Eligible
OR | OR | NWN | Laparoscopic Bone Anchor Urethropexy Instrument Kit | 2 |  | N | N |  | 888.304 | 7 | This product code has been established in accordance with the may 20, 1997, guidance entitled, convenience kits interim regulatory guidance, found at http://www.fda.gov/downloads/MedicalDevices/DeviceRegulationandGuidance/GuidanceDocuments/ucm080217.pdf.This type of convenience kit, as listed in the guidance above, is under enforcement discretion, and does not require a premarket notification (510(k)) to market if it meets all criteria in the guidance. | This product code has been established in accordance with the may 20, 1997, guidance entitled, convenience kits interim regulatory guidance, found at http://www.fda.gov/downloads/MedicalDevices/DeviceRegulationandGuidance/GuidanceDocuments/ucm080217.pdf.This type of convenience kit, as listed in the guidance above, is under enforcement discretion, and does not require a premarket notification (510(k)) to market if it meets all criteria in the guidance. | This product code has been established in accordance with the may 20, 1997, guidance entitled, convenience kits interim regulatory guidance, found at http://www.fda.gov/downloads/MedicalDevices/DeviceRegulationandGuidance/GuidanceDocuments/ucm080217.pdf.This type of convenience kit, as listed in the guidance above, is under enforcement discretion, and does not require a premarket notification (510(k)) to market if it meets all criteria in the guidance. | This product code has been established in accordance with the may 20, 1997, guidance entitled, convenience kits interim regulatory guidance, found at http://www.fda.gov/downloads/MedicalDevices/DeviceRegulationandGuidance/GuidanceDocuments/ucm080217.pdf.This type of convenience kit, as listed in the guidance above, is under enforcement discretion, and does not require a premarket notification (510(k)) to market if it meets all criteria in the guidance. | N | N | Eligible
OR | OR | OAR | Injector, Vertebroplasty (Does Not Contain Cement) | 1 |  | N | N |  | 888.42 | 4 | Intended for injection of vertebroplasty bone cement for the fixation of pathological fractures of the vertebral body using vertebroplasty or kyphoplasty procedures. Painful vertebral compression fractures may result from osteoporosis, benign lesions (hemangioma), and malignant lesions (metastatic cancers, myeloma). | plastic syringe type device -- some embodiments may include levers or screws to increase injection force or control | Uses mechanical force to inject bone cement into vertebra | vertebra | N | N | Eligible
OR | OR | OBL | Cement, Bone, Pre-Formed, Modular, Polymeric, Vertebroplasty | 2 |  | N | N |  | 888.3027 | 1 | Reduction of vertebral body fractures in conjunction with PMMA bone cement cleared for vertebroplasty and restoration of vertebral body height. | Interlocking pre-formed polymeric (e.g., PEEK) components sized to the desired vertebral body dimensions | Implanted modularly within the vertebral body until desired height is achieved, then encapsulated in PMMA. | Thoracic or lumbar vertebral bodies | Y | N | Eligible
OR | OR | OBM | Cement, Bone, Vertebroplasty, Pre-Formed, Modular | 2 |  | N | N |  | 888.3027 | 1 | Reduction of vertebral body fractures in conjunction with PMMA bone cement cleared for vertebroplasty and restoration of vertebral body height. | Interlocking pre-formed PMMA components sized to the desired vertebral body dimensions | Implanted modularly within the vertebral body until desired dimensions are achieved, then encapsulated in PMMA | Thoracic or lumbar vertebral bodies | Y | N | Eligible
OR | OR | OBT | Plate, Bone, Growth Control, Pediatric, Epiphysiodesis | 2 |  | N | N |  | 888.303 | 1 | Intended to redirect the angle of growth of long bone(s) only in pediatric patients. Indicated for temporary or permanent epiphysiodesis. For gradually correcting angular deformities of long bones in pediatric patients with an open physis. Specific conditions/diseases for which the device will be indicated include valgus, varus, or flexion extension deformities of the knee (femur and/or tibia); valgus, varus or plantar flexion deformities of the ankle, valgus or varus deformities of the elbow, as well as radial or ulnar deviation, flexion or extension deformities of the wrist (radius). The device may be removed when growth has equalized or the growth plate has fused. | Metallic bone fixation appliances and accessories | Mechanical bone fixation | Long bone growth plates only. Spinal indications require additional testing, labeling and an different product code. | Y | Y | Eligible
OR | OR | OCG | Prosthesis, Hip, Pelvifemoral Resurfacing, Metal/Polymer, Uncemented | 3 |  | N | N |  | 888.341 | 2 | Call for PMAs to be filed by 1/3/05 per 69 FR 59134 on 10/4/04 - Intended to replace the articulating surfaces of the hip while preserving the femoral head and neck and indicated for osteoarthritis, rheumatoid arthritis, traumatic arthritis, avascular necrosis of the femoral head. | This generic type of device includes prostheses that consist of a femoral cap component made of a metal alloy, such as cobalt-chromium-molybdenum, or a ceramic material, that is placed over a surgically prepared femoral head, and an acetabular resurfacing polymer component. | The device limits translation and rotation in one or more planes via the geometry of its articulating surfaces. It has no linkage across the joint. | hip joint | Y | N | Eligible
OR | OR | OCJ | Spinal Channeling Instrument, Vertebroplasty | 1 |  | N | N |  | 888.454 | 4 | Create channels in the existing spinal bone structure for the flow of polymethylmethacrylate bone cement (PMMA) prior to a vertebroplasty procedure. Treatment of pathological compression fractures of the vertebral body that may result from osteoporosis, benign lesions, and/or malignant lesions. | Composed of cannula for placement within the vertebral body and cutting element that is deployed by the surgeon once the cannula is placed. | Device placed within cancellous bone of vertebral body and then cutting element advanced forward out of device by surgeon to create channel for cement flow. | Vertebral body. | N | N | Eligible
OR | OR | ODP | Intervertebral Fusion Device With Bone Graft, Cervical | 2 |  | N | N |  | 888.308 | 1 | Intended to stabilize cervical spinal segment to promote fusion in order to restrict motion and decrease pain using bone graft. | Hollow cylinder or rectangular box made of metal or polymer. | Acts as a disc spacer and holds bone graft. | Intervertebral disc space. | Y | N | Eligible
OR | OR | OIS | Calcium Salt Bone Void Filler, Drillable, Non-Screw Augmentation | 2 |  | N | N |  | 888.3045 | 1 | To fill traumatic or surgically-created defects not intrinsic to the stability of the bony structure. It is delivered to the defect and resorbs over time to be replaced by bone. Not for screw augmentation. | bone void filler and mixing and delivery system | placed or injected in bony defects | various, specified bone voids (e.g., extremeties, pelvis) | Y | N | Eligible
OR | OR | OIY | Prosthesis, Knee, Patellofemorotibial, Semi-Constrained, Cemented, Polymer + Additive/Metal/Polymer + Additive | 2 |  | N | N |  | 888.356 | 1 | Indicated for: 1. Painful and disabled knee joint resulting from osteoarthritis, rheumatoid arthritis, traumatic arthritis where one or more compartments are involved. 2. Correction of varus, valgus, or posttraumatic deformity. 3. Correction or revision of unsuccessful osteotomy, arthrodesis, or failure of previous joint replacement procedure. For cemented use. | May include: Femoral Component Tibial Component Metal Backed Patellar Component Tibial Insert Patella Insert All Poly Patellar Component Instrumentation | This device is intended to be implanted to replace a knee joint. The device limits translation and rotation in one or more planes via the geometry of its articulating surfaces. It has no linkage across the joint. This generic type of device includes prosthesis that have a femoral component mode of alloys, such as cobalt-chromium-molybdenum, and a tibial component(s) and/or a retropatellar resurfacing component made of ultra-high molecular weight polyethylene plus an additive, such as a-tocopherol. | Knee | Y | N | Eligible
OR | OR | OJB | Resorbable Spinal Intervertebral Body Fixation Orthosis - Plate | 2 |  | N | N |  | 888.306 | 1 | Maintain position of bone graft in spinal fusion procedures. Intended for use in spinal fusion procedures as a means to maintain the relative position of weak bony tissue such as allografts or autografts, in conjunction with traditional rigid fixation. | Plates and screws made from resorbable materials such polylactic acid | Attaches to anterior column of spine using screws | anterior column of lumbar or cervical spine | Y | N | Eligible
OR | OR | OJM | Resorbable Spinal Intervertebral Body Fixation Orthosis - Mesh | 2 |  | N | N |  | 888.306 | 1 | Maintain position of bone graft in spinal fusion procedures. Intended for use in spinal fusion procedures as a means to maintain the relative position of weak bony tissue such as allografts or autografts, in conjunction with traditional rigid fixation. | Meshes and screws made from resorbable materials such polylactic acid | Attaches to anterior column of spine using screws | Anterior column of lumbar or cervical spine | Y | N | Eligible
OR | OR | OOG | Knee Arthroplasty Implantation System | 2 |  | N | N |  | 888.356 | 1 | Intended to be used to assist in the implantation of a specific knee arthroplasty device or a set of specific knee arthroplasty devices. Indicated to include guiding alignment, making or establishing cuts, selecting, sizing, attaching, positioning or orienting implant components. | A device accessory or set of device accessories; | Aids the surgeon in performing the implantation of the knee implant | Knee | N | N | Eligible
OR | OR | OOL | Electronic Depth Gauge | 2 |  | N | N |  | 888.303 | 1 | For measuring the depth of a passageway in bone or tissue, prior to insertion of screws or other hardware. The device is an electronic depth gauge for various medical purposes including, measuring the depth of a passageway in a bone or other tissue. It may enable the proper sizing of screws and implants in medical procedures. | May have components of metal and plastic, and includes a battery or power source, an LCD or other display, and software and/or firmware | Uses a mechanical sliding probe, in conjunction with hardware that creates a variable voltage input based on probe position and software, to display digitally a measured depth | Bone or tissue sites where tunnels or steps exist, or drilling or cutting has occurred | N | N | Eligible
OR | OR | OQB | Intervertebral Body Graft Containment Device | 2 |  | N | N |  | 888.3085 | 1 | An intervertebral body graft containment device is a non-rigid, implanted spinal device that is designed to contain bone graft within its internal cavity. The device is inserted into the intervertebral body space of the spine and is intended as an adjunct to intervertebral body fusion. | Non-rigid device intended to be used with bone graft and supplemental fixation. | Placed between two vertebral bodies and holds bone graft. | Lumbar intervertebral disc space. | Y | N | Ineligible
OR | OR | OQG | Hip Prosthesis, Semi-Constrained, Cemented, Metal/Polymer, + Additive, Porous, Uncemented | 2 |  | N | N |  | 888.3358 | 1 | 1. Non-inflammatory degenerative joint disease including osteoarthritis and avascular necrosis. 2. Rheumatoid arthritis. 3. Correction of functional deformity. 4. Treatment of non-union, femoral neck fracture, and trochanteric fractures of the proximal femur with head involvement, unmanageable by other techniques. 5. Revision procedures where other treatment or devices have failed. Cemented and uncemented use. | May include: Acetabular Shell Acetabular Liner Femoral Head Femoral Stem Femoral Neck Instrumentation | This device is intended to be implanted to replace a hip joint. The device limits translation and rotation in one or more planes via the geometry of its articulating surfaces. It has no linkage across the joint. This generic type of device has a femoral component made of a cobalt-chromium-molybdenum (Co-Cr-Mo) alloy and an acetabular component composed of an ultra-high molecular weight polyethylene containing an additive such as a-tocopherol articulating bearing surface fixed in a metal shell made of Co-Cr-Mo or Ti-6Al-4V. The stem/shell are coated with a porous coating to achieve cementless biological fixation. | Hip | Y | N | Eligible
OR | OR | OQH | Hip, Semi-Constrained, Cemented, Metal/Polymer + Additive, Cemented | 2 |  | N | N |  | 888.335 | 1 | 1. Non-inflammatory degenerative joint disease including osteoarthritis and avascular necrosis. 2. Rheumatoid arthritis. 3. Correction of functional deformity. 4. Treatment of non-union, femoral neck fracture, and trochanteric fractures of the proximal femur with head involvement, unmanageable by other techniques. 5. Revision procedures where other treatment or devices have failed. Cemented and uncemented use. | May include: Acetabular Shell Acetabular Liner Femoral Head Femoral Stem Femoral Neck Instrumentation | This device is intended to be implanted to replace a hip joint. The device limits translation and rotation in one or more planes via the geometry of its articulating surfaces. It has no linkage across-the-joint. This generic type of device includes prostheses that have a femoral component made of alloys, such as cobalt-chromium-molybdenum, and an acetabular resurfacing component made of ultra-high molecular weight polyethylene containing an additive such as a-tocopherol and is limited to those prostheses intended for use with bone cement. | hip | Y | N | Eligible
OR | OR | OQI | Hip, Semi-Constrained, Cemented, Metal/Ceramic/Polymer + Additive, Porous Uncemented | 2 |  | N | N |  | 888.3353 | 1 | 1. Non-inflammatory degenerative joint disease including osteoarthritis and avascular necrosis. 2. Rheumatoid arthritis. 3. Correction of functional deformity. 4. Treatment of non-union, femoral neck fracture, and trochanteric fractures of the proximal femur with head involvement, unmanageable by other techniques. 5. Revision procedures where other treatment or devices have failed. Cemented and uncemented use. | May include: Acetabular Shell Acetabular Liner Femoral Head Femoral Stem Femoral Neck Instrumentation | A hip joint metal/ceramic/polymer semi-constrained cemented or nonporous uncemented prosthesis is a device intended to be implanted to replace a hip joint. The two-part femoral component consists of a femoral stem made of alloys to be fixed in the intramedullary canal of the femur by impaction with or without use of bone cement. The proximal end of the femoral stem is tapered with a surface that ensures positive locking with the spherical ceramic (aluminium oxide, A1203) head of the femoral component. The acetabular component is made of ultra-high molecular weight polyethylene containing an additive such as a-tocopherol, and used with or without bone cement. | hip | Y | N | Eligible
OR | OR | OSH | Pedicle Screw Spinal System, Adolescent Idiopathic Scoliosis | 2 |  | N | N |  | 888.307 | 1 | Intended to stabilize the thoracolumbar spine as an adjunct to fusion using allograft and/or autograft to treat adolescent idiopathic scoliosis. | Bone screws, rods, and hooks intended to stabilize the spine as an adjunct to fusion | Acts as a spinal fusion system with autograft and/or allograft to stabilize the spine as an adjunct to fusion to treat adolescent idiopathic scoliosis | Posterior, non-cervical spinal column in adolescent patients | Y | N | Eligible
OR | OR | OSN | Software For Diagnosis/Treatment | 2 |  | N | N |  | 888.303 | 1 | Software associated with an orthopedic trauma device which is intended for the diagnosis or treatment of traumatic or reconstructive orthopedic conditions | Custom written or off the shelf software intended to be used with an orthopedic trauma device | Software operated by the manufacturer or end user intended to diagnose or treat an orthopedic condition | Musculoskeletal system | Y | N | Eligible
OR | OR | OUR | Sacroiliac Joint Fixation | 2 |  | N | N |  | 888.304 | 1 | sacroiliac joint fusion | may be used with bone graft, should not be used with bone cement | bridges both sides of the joint, preventing motion | sacroiliac joint | Y | N | Eligible
OR | OR | OVD | Intervertebral Fusion Device With Integrated Fixation, Lumbar | 2 |  | N | N |  | 888.308 | 1 | Intended to stabilize lumbar spinal segment to promote fusion in order to restrict motion and decrease pain using bone graft with or without supplemental fixation. | Hollow cylinder or rectangular box made of metal or polymer with integrated fixation. | Acts as a disc spacer and holds bone graft; also includes some form of integrated fixation to maintain stability by direct purchase into the bony vertebral endplates. | Intervertebral disc space | Y | N | Eligible
OR | OR | OVE | Intervertebral Fusion Device With Integrated Fixation, Cervical | 2 |  | N | N |  | 888.308 | 1 | Intended to stabilize cervical spinal segment to promote fusion in order to restrict motion and decrease pain using bone graft with or without supplemental fixation. | Hollow cylinder or rectangular box made of metal or polymer with integrated fixation. | Acts as a disc spacer and holds bone graft; also includes some form of integrated fixation to maintain stability by direct purchase into the bony vertebral endplates. | Intervertebral disc space | Y | N | Eligible
OR | OR | OVZ | Pin, Fixation, Resorbable, Hard Tissue | 2 |  | N | N |  | 888.304 | 1 | Intended for small bone fixation in fracture, osteotomy, and arthrodesis applications. | Supplied with various surgical instruments, may include stainless steel applicator tube, wire, gauge, pin plunger, arthroscopic kit. | This is a device that consists of a stiff wire segment or rod made of resorbable polymer and that may be smooth on the outside, fully or partially threaded, straight or U-shaped; and may be either blunt pointed, sharp pointed, or have a formed, slotted head on the end. The device is intended to be implanted either through fracture fragments, intramedullary canal, or across a joint, and temporarily provide stabilization while healing or fusion occurs. | For various anatomic locations including knee, hand, finger and toe. | Y | N | Eligible
OR | OR | OWI | Bone Fixation Cerclage, Sublaminar | 2 |  | N | N |  | 888.301 | 1 | Acts as a bone anchor for temporary stabilization, or used in conjunction with other medical implants of similar metals when wiring is needed, during development of a spinal fusion. | metallic wire, polyester bands | Wrapped around a portion of the sublaminar, posterior spine for temporary stabilization during spinal fusion procedures. May be used in conjunction with other medical implants made of similar metals whenever wiring" may help secure the attachment of other implants. | sublaminar, posterior spine | Y | N | Eligible
OR | OR | OYK | Ankle Arthroplasty Implantation System | 2 |  | N | N |  | 888.311 | 1 | Intended to be used to assist in the implantation of a specific ankle arthroplasty device. Indicated to include guiding alignment, making or establishing cuts, and sizing. | A device accessory or a set of device accessories. | Aids the surgeon in performing the implantation of an ankle arthroplasty device. | Ankle | N | N | Eligible
OR | OR | OZI | Internal Hinged Elbow Fixator | 2 |  | N | N |  | 888.303 | 1 | The hinged internal fixator is intended to treat joint dislocations, more specifically of the elbow joint. The device is intended to be removed once stability is achieved. | The hinged internal fixator consists of titanium and cobalt chromium components | The hinged internal fixator secures the elbow joint by means of a plate and screws on the ulna attached to a pin that is inserted into the humerus. | The hinged internal fixator is intended for use in the elbow joint. | Y | N | Eligible
OR | OR | PAO | Prosthesis, Shoulder, Semi-Constrained, Metal/Polymer + Additive, Cemented | 2 |  | N | N |  | 888.366 | 1 | Total shoulders are indicated for arthritis (osteo-, rheumatoid, traumatic), avascular necrosis, correction of functional deformity, and revision procedures. | May include: Humeral stem Humeral neck Humeral tray Glenoid component Glenoid tray Glenosphere Fixation screws Instrumentation | To be implanted to replace a shoulder joint. It limits translation and rotation in one or more planes via the geometry of its articulating surfaces. It has no linkage across the joint. This generic type of device includes prosthesis that have a muheral component mode of alloys, such as CoCr or Ti alloys, and and a glenoid components made of ultra-high molecular weight polyethylene plus an additive, such as �-tocopherol. Reverse shoulder have a glenosphere made from CoCr and a humeral tray made from ultra-high molecular weight polyethylene plus an additive. The tray attaches to a metallic humeral stem. | Shoulder | Y | N | Eligible
OR | OR | PBF | Orthopaedic Surgical Planning And Instrument Guides | 2 |  | N | N |  | 888.303 | 1 | As a surgical instrument to assist in pre-operative planning and/or guiding the marking of bone and/or guide surgical instruments for orthopedic surgical procedures. | Software and hardware | for pre-surgical planning including transfering, visualizing, measuring, annotating and editing medical data. Patient specific templates that are based on pre-operative plan and are designed to fit a specific patient. These guides are used to assist a surgeon in guiding the marking of bone and/or guiding surgical instruments. | long bones | N | N | Eligible
OR | OR | PBI | Prosthesis, Hip, Constrained, Cemented Or Uncemented, Metal/Polymer, + Additive | 2 |  | N | N |  | 888.331 | 1 | For use as a component of a total hip prosthesis in primary and revision patients at high risk of dislocation due to a history of prior dislocation, bone loss, joint or soft tissue laxity, neuromuscular disease, or intraoperative instability, and for whom all other options to constrained acetabular components have been considered. | System contains acvetabular screws, acetabular shell, constrained UHMWPE acetabular liner doped with an additive, a femoral ball, and a metallic femoral stem. | This device is intended to be implanted to replace a hip joint. The device limits translation and rotation in one or more planes via the geometry of its articulating surfaces. The liner constrains the head such that it prevent axial dislocation. This generic type of device has a femoral component made of a cobalt-chromium-molybdenum (Co-Cr-Mo) alloy and an acetabular component composed of an ultra-high molecular weight polyethylene containing an additive such as a-tocopherol articulating bearing surface fixed in a metal shell made of Co-Cr-Mo or Ti-6Al-4V. The shell and stem can be attached to the bone by either cemented, pressfit, or biological fixation. | Hip | Y | N | Eligible
OR | OR | PEK | Spinous Process Plate | 2 |  | N | N |  | 888.305 | 1 | A posterior, non-pedicle supplemental fixation device intended for single level use in the non-cervical spine (T1-S1). It is intended for single level plate fixation/attachment to spinous process for the purpose of achieving supplemental fusion in the following conditions: Degenerative Disc Disease (defined as back pain of discogenic origin with degeneration of the disc confirmed by history and radiographic studies), Trauma (i.e., fracture or dislocation), Spondylolisthesis, and/or Tumor. It is not intended for stand-alone use. | Plates with teeth/spikes and crossbar/tray/bumper that connects and locks plates together, metallic, metallic and polymer combination | Placed between two spinous processes to immobilize the segment, provide supplemental stabilization, and to facilitate fusion at the treated level | Non-cervical spine (T1-S1) | Y | N | Eligible
OR | OR | PGM | Growing Rod System | 2 |  | N | N |  | 888.307 | 1 | Stabilization or correction of spinal deformities without the use of fusion. | Metalllic rods, monoaxial or polyaxial bone screws, hooks, and other related accessories. | The system of distracting or compressing rods and fixation elements (screws, hooks, etc.) provides stabilization and correction of the spine as the child grows. | Pediatric spine. | Y | N | Eligible
OR | OR | PGN | Growing Rod System- Magnetic Actuation | 2 |  | N | N |  | 888.307 | 1 | Stabilization or correction of spinal deformities without the use of fusion, using non-invasive methods to adjust the spinal rod. | Metalllic rods, monoaxial or polyaxial bone screws, hooks, magnetic remote control, and other related accessories. | The system of distracting rods and fixation elements (screws, hooks, etc.) provides stabilization of severe spinal abnormalities and distraction of the rod as the child grows, via magnetic actuation. | Pediatric spine | Y | N | Eligible
OR | OR | PHM | Intervertebral Fusion Device With Bone Graft, Thoracic | 2 |  | N | N |  | 888.308 | 1 | Intended to stabilize thoracic spinal segment to promote fusion in order to restrict motion and decrease pain using bone graft. | hollow cylinder or rectangular box made of metal or polymer | Acts as a disc spacer and holds bone graft. | intervertebral disc space | Y | N | Eligible
OR | OR | PHQ | Anterior Staple As Supplemental Fixation For Fusion | 2 |  | N | N |  | 888.306 | 1 | Anterior cervical device for supplemental fixation to support a fusion. | This is a metalic staple that is implanted into two adjacent vertebral bodies. | The staple provides physical support while a fusion develops between vertebral bodies. | This is intended for the anterior, cervical spinal column in skeletally mature patients. | Y | N | Eligible
OR | OR | PHX | Shoulder Prosthesis, Reverse Configuration | 2 |  | N | N |  | 888.366 | 1 | Intended to be used to relieve pain and to replace the glenoid and humeral side of the shoulder joint in order to restore mobility in a grossly rotator cuff deficient joint with severe arthropathy or a previous joint replacement with a grossly rotator cuff deficient joint. | Typically includes humeral stem, humeral socket, humeral cup, glenosphere, and glenoid baseplate with fixation screws. The humeral stem and humeral socket may be one single piece or two separate pieces locked together. The humeral cup is snap fit into the humeral socket. The humeral cup is made from UHMWPE and articulates with the glenosphere made of CoCrMo alloy, Titanium alloy, or stainless steel. The glenosphere locks to glenoid baseplate which is fixed to the glenoid bone by 2-6 screws. The glenoid baseplate has HA coating, metallic coating or no coating and may feature a central peg, central screw, central cage, or keel. | Relative to the native shoulder joint, the device moves the center of rotation medially and distally to the anatomic position which increases the length of the deltoid muscle's lever arm, allowing the same rotational moment with less applied force. | Shoulder joint | Y | N | Eligible
OR | OR | PKC | Prosthesis, Total Anatomic Shoulder, Uncemented Metaphyseal Humeral Stem With No Diaphyseal Incursion, Semi-Constrained | 2 |  | N | N |  | 888.366 | 1 | Replacement of the humeral head for total anatomic shoulder arthroplasty | Short metallic humeral stem contained entirely within the metaphysis. | Humeral head is resected and canal is created to accept humeral stem component | Shoulder. Proximal humerus. | Y | N | Eligible
OR | OR | PLF | Bone Wedge | 2 |  | N | N |  | 888.303 | 1 | Intended to be used with ancillary fixation for opening wedge osteotomies or fusion in the ankle, foot, proximal tibia. | Wedge with or without graft window made of metal or polymer | A wedge that may act as a spacer and/or hold bone graft in opening wedge osteotomy procedures, column lengthening, or fusion | foot, ankle, proximal tibia | Y | N | Eligible
OR | OR | PLR | Spinal Vertebral Body Replacement Device - Cervical | 2 |  | N | N |  | 888.306 | 1 | Vertebral body replacement in the cervical spine. | Metallic or polymeric device (usually rectangular or cylindrical), with open central and lateral canals for bone graft containment, providing rigidity and structural support. | Provides structural support for the indicated population. | Cervical spine | Y | N | Eligible
OR | OR | PLW | Acetabular Cup Orientation System | 2 |  | N | N |  | 888.335 | 1 | The acetabular cup orientation system is intended to be used as a surgical instrument to assist in the intra-operative orientation of acetabular cup components used with total hip arthroplasty. The device utilizes anatomic landmarks of the pelvis that are clearly identifiable on pre-operative imaging scans. | A patient-matched acetabular guide, made of polymeric material and with a patient-matched surface that is congruent to the mating acetabular surface. May be manufactured through an additive manufacturing process. | The device consists of a software component that generates a pre-operative plan based on the medical imaging data and a hardware component, the patient-matched guide that is positioned onto/within the acetabulum by mating the patient-specific contact surface to its corresponding anatomical surface. The guide is used to place an alignment pin at/near the acetabular rim in a pre-operatively desired orientation. The alignment pin is used as a visual reference to assist in the intra-operative orientation of the acetabular component during THA, so the surgeon may visually ensure that the orientation of the alignment pin matches the normal direction of the acetabular component. | Acetabulum | N | N | Eligible
OR | OR | PML | Bone Cement, Posterior Screw Augmentation | 2 |  | N | N |  | 888.3027 | 1 | The device is intended to augment the fixation of screws in a posterior spinal system construct. | Viscous, polymethylmethacrylate material that set hardens over time. | The device is placed within the prepared bone canal for placement of the posterior screw, and can be delivered through the screw cannulation and fenestrations. | Prepared bone canal in the posterior spine for placement of a screw. | Y | N | Eligible
OR | OR | PPQ | Transtibial Anterior Cruciate Ligament Kit | 2 |  | N | N |  | 888.304 | 7 | This product code has been established in accordance with the May 20, 1997, guidance entitled, convenience kits interim regulatory guidance, found at http://www.fda.gov/downloads/MedicalDevices/DeviceRegulationandGuidance/GuidanceDocuments/ucm080217.pdf. This type of convenience kit, as listed in the guidance above, is under enforcement discretion, and does not require a premarket notification (510(k)) to market if it meets all criteria in the guidance. | This product code has been established in accordance with the May 20, 1997, guidance entitled, convenience kits interim regulatory guidance, found at http://www.fda.gov/downloads/MedicalDevices/DeviceRegulationandGuidance/GuidanceDocuments/ucm080217.pdf. This type of convenience kit, as listed in the guidance above, is under enforcement discretion, and does not require a premarket notification (510(k)) to market if it meets all criteria in the guidance. | This product code has been established in accordance with the May 20, 1997, guidance entitled, convenience kits interim regulatory guidance, found at http://www.fda.gov/downloads/MedicalDevices/DeviceRegulationandGuidance/GuidanceDocuments/ucm080217.pdf. This type of convenience kit, as listed in the guidance above, is under enforcement discretion, and does not require a premarket notification (510(k)) to market if it meets all criteria in the guidance. | This product code has been established in accordance with the May 20, 1997, guidance entitled, convenience kits interim regulatory guidance, found at http://www.fda.gov/downloads/MedicalDevices/DeviceRegulationandGuidance/GuidanceDocuments/ucm080217.pdf. This type of convenience kit, as listed in the guidance above, is under enforcement discretion, and does not require a premarket notification (510(k)) to market if it meets all criteria in the guidance. | N | N | Eligible
OR | OR | PPR | Surgical Cannulaes & Depth Gauge Kit For Arthroscopic Procedures | 2 |  | N | N |  | 888.11 | 7 | This product code has been established in accordance with the May 20, 1997, guidance entitled, convenience kits interim regulatory guidance, found at http://www.fda.gov/downloads/MedicalDevices/DeviceRegulationandGuidance/GuidanceDocuments/ucm080217.pdf. This type of convenience kit, as listed in the guidance above, is under enforcement discretion, and does not require a premarket notification (510(k)) to market if it meets all criteria in the guidance. | This product code has been established in accordance with the May 20, 1997, guidance entitled, convenience kits interim regulatory guidance, found at http://www.fda.gov/downloads/MedicalDevices/DeviceRegulationandGuidance/GuidanceDocuments/ucm080217.pdf. This type of convenience kit, as listed in the guidance above, is under enforcement discretion, and does not require a premarket notification (510(k)) to market if it meets all criteria in the guidance. | This product code has been established in accordance with the May 20, 1997, guidance entitled, convenience kits interim regulatory guidance, found at http://www.fda.gov/downloads/MedicalDevices/DeviceRegulationandGuidance/GuidanceDocuments/ucm080217.pdf. This type of convenience kit, as listed in the guidance above, is under enforcement discretion, and does not require a premarket notification (510(k)) to market if it meets all criteria in the guidance. | This product code has been established in accordance with the May 20, 1997, guidance entitled, convenience kits interim regulatory guidance, found at http://www.fda.gov/downloads/MedicalDevices/DeviceRegulationandGuidance/GuidanceDocuments/ucm080217.pdf. This type of convenience kit, as listed in the guidance above, is under enforcement discretion, and does not require a premarket notification (510(k)) to market if it meets all criteria in the guidance. | N | N | Eligible
OR | OR | PQC | Pedicle Screw Placement Guide | 2 |  | N | N |  | 888.307 | 1 | A pedicle screw placement guide is intended to be used as a surgical instrument to assist in the intra-operative placement of pedicle screws that are used to anchor pedicle screw spinal systems onto the posterior elements of the spine. The device utilizes anatomic landmarks that are identifiable on pre-operative imaging scans. | A pedicle screw placement guide, made of polymeric or metallic material, which contains a patient-matched surface that is congruent to the mating surface of the posterior elements of the spine. | The device consists of a both a software and hardware component. The software component generates a pre-operative plan based on medical imaging data. The hardware component consists of a patient-matched guide that is positioned onto the posterior elements of the spine. The guide is used to place pedicle screws in a pre-operatively desired orientation. | Spine | N | N | Ineligible
OR | OR | QAC | Screw Sleeve Bone Fixation Device | 2 |  | N | N |  | 888.3043 | 1 | A screw sleeve bone fixation device is intended to be implanted in conjunction with a non-resorbable, metallic bone screw where the screw has lost purchase due to loosening, backout, or breakage. The device fits between the screw threads and surrounding bone, and provides increased surface area to create an interference fit to restore stability of the implant construct. | The device is a woven or braided non-resorbable polymer such as polyethylene terephthalate (PET) | The device provides augmentation by interdigitating and mechanically wedging between the screw threads and bone. | The device may be used in long bones or where a bone plate system may be used for fracture fixation | Y | N | Ineligible
OR | OR | QAD | Rod, Fixation, Intramedullary And Accessories, In-Vivo Cured, Light-Activated | 2 |  | N | N |  | 888.3023 | 1 | Is a device intended to be implanted that consists of a polymeric balloon that is inserted into the medullary (bone marrow) canal of long bones for the fixation of fractures. The balloon is infused with a liquid monomer that causes the balloon to fill the medullary canal of the fractured bone. The device is then exposed to a light source that polymerizes the light-activated monomer within the balloon creating a hardened rigid structure. | Device includes a balloon component to contain the light sensitive liquid monomer. A light source (e.g., optic fiber) is used to polymerize and solidify the monomer into a hardened rigid structure. Once sufficiently cured, the device possesses adequate strength to withstand expected physiologic loads when used as indicated. | A polymeric balloon is inserted into the intramedullary canal of long bones for the fixation of fractures. The balloon is infused with a liquid monomer that causes the balloon to fill the medullary canal of the fractured bone. The device is then exposed to a light source that polymerizes the light-activated monomer within the balloon creating a hardened rigid structure to stabilize the fracture. | Device is intended to be used in long bones of the body. | Y | N | Ineligible
OR | OR | QBO | Instruments Designed For Press-Fit Osteochondral Implants | 2 |  | N | N |  | 888.4505 | 4 | The device is intended to manipulate bone and cartilage tissue or implant materials for the positioning, alignment, defect creation, or placement of press-fit osteochondral implants. | Smooth, metallic, with implant-specific geometry | Used as manual surgical instruments for press-fit osteochondral implants | Bones of the extremities | N | N | Ineligible
OR | OR | QFP | Intraoperative Orthopedic Strain Sensor | 2 |  | N | N |  | 888.309 | 1 | A strain sensor device is an adjunct tool intended to measure strain on an orthopedic implant in the intraoperative setting only. The device is not intended to provide diagnostic information or influence clinical decision-making. | The device is a strain gauge and associated reader and display instruments. | The sensor measures strain on the implant via a strain gauge and provides the output reading on a display. | Bone | N | N | Ineligible
OR | OR | QGQ | Bone Indentation Device | 2 |  | N | N |  | 888.16 | 1 | A bone indentation device is a device that measures resistance to indentation in bone. | Main device is a hand-held reusable stylus with single-use patient-contacting tip. Device includes electronics, laptop, and plastic resins. | The devices makes a puncture wound through skin and periosteum, and makes multiple indentations directly into the tibia. | Mid-point on the left or right anterior tibia. | N | N | Ineligible
OR | OR | QHE | Shoulder Arthroplasty Implantation System | 2 |  | N | N |  | 888.366 | 1 | Intended to be used to assist in the implantation of a specific shoulder arthroplasty device or a set of specific shoulder arthroplasty devices. Indicated to include guiding alignment, making or establishing cuts, selecting, sizing, attaching, positioning or orienting implant components. | A device accessory or set of device accessories | Aids the surgeon in performing the implantation of the shoulder implant | Shoulder | N | N | Ineligible
OR | OR | QHG | Defect Measurement Tool | 2 |  | N | N |  | 888.451 | 1 | Manual surgical instrument for appropriate patient select for orthopedic implant is a device used to measure an anatomical feature(s) to determine appropriate patient selection for an orthopedic implant. The characteristics of the instrument are defined by the specifications set for use of the orthopedic implant in terms of geometry, surgical technique, and use of the device. | This is a stainless steel, non powered single component instrument (tool). | This is a manual surgical instrument with sizes to measure an anatomic feature(s). | This is used to measure an anatomic feature on the body as dictated by the associated orthopedic implant. | N | N | Ineligible
OR | OR | QHQ | Total Shoulder Arthroplasty System | 2 |  | N | N |  | 888.366 | 1 | To treat pain and lack of function in the shoulder. | Metallic humeral stem relying on threaded fixation | Humeral head is resected and bone is prepared to accept humeral component | Shoulder, Proximal Humerus | Y | N | Ineligible
OR | OR | QJD | Absorbable Metallic Bone Fixation Fastener | 2 |  | N | N |  | 888.3041 | 1 | An absorbable metallic bone fixation fastener is an implant, such as a bone screw, pin, or Kirschner wire, composed of one or more absorbable metal or metal alloys and intended to provide rigid bone fixation suitable for osteosynthesis. The device is designed to fully absorb after steosynthesis is achieved. | Smooth or threaded absorbable metallic bone fixation fastener, such as bone screws, pins and k-wires | Connect bones or bone fragments providing stability for osteosynthesis. | Bone (fractured bone and osteotomy) | Y | Y | Ineligible
OR | OR | QKW | Shoulder Joint Humeral (Hemi-Shoulder) Ceramic Head/Metallic Stem Cemented Or Uncemented Prosthesis | 2 |  | N | N |  | 888.3695 | 1 | A shoulder joint humeral (hemi-shoulder) ceramic head / metallic stem cemented or uncemented prosthesis is a device using a replacement humeral head made of ceramic materials, such as pyrolytic carbon,and a stem made of alloys, such as cobalt-chromium-molybdenum. It is intended to be implanted to replace the articular surface of the proximal end of the humerus and to be fixed with or without bone cement (� 888.3027). This device is not intended for use in total shoulder arthroplasty. | Device made of more than one sub-component, that is, a modular ceramic humeral head which replaces the humeral articular surface, and an intramedullary stem made of metallic alloys, such as titanium or cobalt-chromium-molybdenum to be fixed without bone cement (888.3027). | Replaces the articular surface and proximal end of the humerus. | Shoulder joint, proximal humerus. | Y | N | Ineligible
OR | OR | QLQ | Manual Instruments Designed For Use With Total Disc Replacement Devices | 2 |  | N | N |  | 888.4515 | 1 | The devices are intended to manipulate tissue or implant materials for the positioning, alignment, defect creation, placement, or removal of total disc replacement devices. | Manual, non-powered surgical tools with implant-specific geometry. | Manual surgical instrument that assembles to the associated implant or has features that manipulate tissue to reproduce the geometry of the associated implant. | Spinal vertebral body. | N | N | Ineligible
OR | OR | QLR | Manual Instruments Designed For Use With Non-Fusion Spinous Process Spacer Devices | 2 |  | N | N |  | 888.452 | 1 | The devices are intended to manipulate tissue or implant materials for the positioning, alignment, placement, or removal of spinous process spacer devices for non-fusion use. | Manual, non-powered surgical tools with implant-specific geometry | Manual surgical instrument that assembles to the associated implant or has features that manipulate tissue to reproduce the geometry of the associated implant | Spinous process | N | N | Ineligible
OR | OR | QNI | Resorbable Implant For Anterior Cruciate Ligament (Acl) Repair | 2 |  | N | N |  | 888.3044 | 1 | A resorbable implant for anterior cruciate ligament (ACL) repair is a degradable material that allows for healing of a torn ACL that is biomechanically stabilized by traditional suturing procedures. The device is intended to protect the biological healing process from the surrounding intraarticular environment and not intended to replace biomechanical fixation via suturing. This classification includes devices that bridge or surround the torn ends of a ruptured ACL. | The device is a gel, moldable solid, or rigid solid that is resorbable. | The device is intended to protect the biological healing process from the surrounding intraarticular environment and not to replace biomechanical fixation via suturing. | Knee (ACL) | Y | N | Ineligible
OR | OR | QPP | Implantable Post-Surgical Kinematic Measurement Knee Device | 2 |  | N | N |  | 888.36 | 1 | An implantable post-surgical kinematic measurement knee device is a device that provides objective kinematic data after total knee arthroplasty surgery. The kinematic data provided by the device are used as an adjunct to other physiological parameter measurement tools utilized during the course of patient monitoring and treatment post-surgery. | The device system includes the physical implant with embedded software, electronics, and accessories that support data transmission and collection. | The implant�s sensors (for example, accelerometers and gyrometers) measure the patient�s leg and lower limb movement. The data is then transferred via wireless communication to external devices for collection, evaluation, and review. | Knee joint | Y | N | Ineligible
OR | OR | QPQ | Shoulder Spacer For Massive Irreparable Rotator Cuff Tear, Resorbable, Inflatable, Non-Fixed | 2 |  | N | N |  | 888.363 | 1 | A resorbable shoulder spacer is intended to act as a temporary spacer, creating a physical barrier between tissues in the shoulder, for the treatment of massive irreparable rotator cuff tears. | Non-rigid device intended to be resorbed over time. | The implant is designed to act as a spacer, creating a physical barrier between tissues in the subacromial space. Once positioned in the tissue space, the implant is filled with sterile solution to the pre-defined volume, sealed, and released. Following implantation, it is designed to biodegrade over a certain period of time. | Shoulder (subacromial space) | Y | N | Ineligible
OR | OR | QRR | Filler, Bone Void, Calcium Compound Containing Single Approved Aminoglycoside | 2 |  | N | N |  | 888.3046 | 1 | A resorbable calcium salt bone void filler containing a single approved aminoglycoside antibacterial is a resorbable implant intended to fill bony defects of the extremities where there is an increased risk of infection. It is intended to resorb over time and be replaced by new bone. The product is intended for reduction of recurrence of chronic osteomyelitis of long bones. It is not intended to treat infection. | Putty or paste implanted by injection or by hand | The resorbable calcium salt bone void filler fills bony defects to allow for new bone formation while the aminoglycoside reduces recurrence of chronic osteomyelitis of long bones. | Bones of the extremities | Y | N | Ineligible
OR | OR | QSD | Posterior Cervical Screw Placement Guide | 2 |  | N | N |  | 888.3075 | 1 | A posterior cervical screw placement guide is intended to be used as a surgical instrument to assist in the intra-operative placement of posterior cervical screws that are used to anchor posterior cervical screw systems on the posterior elements of the spine. The device utilizes anatomic landmarks that are identifiable on pre-operative imaging scans. | A posterior cervical screw placement guide, made of polymeric or metallic material, contains a patient-matched surface that is congruent to the mating surface of the posterior elements of the spine. | The device consists of a both a software and hardware component. The software component generates a pre-operative plan based on medical imaging data. The hardware component consists of a patient-matched guide that is positioned onto the posterior elements of the spine. The guide is used to place posterior cervical screws in a pre-operatively desired orientation. | Cervical Spine | N | N | Ineligible
OR | OR | QSR | Sacroiliac Screw Placement Guide | 2 |  | N | N |  | 888.304 | 1 | A sacroiliac screw placement guide is intended to be used as a surgical instrument to assist in the intra-operative placement of sacroiliac screws across the sacroiliac joint. The device utilizes anatomical landmarks that are identifiable on pre-operative imaging scans. | A sacroiliac screw placement guide, made of polymeric or metallic material, which contains a patient-matched surface that is congruent to the mating surface of the posterior elements of the spine. | The device consists of a both a software and hardware component. The software component generates a pre-operative plan based on medical imaging data. The hardware component consists of a patient-matched guide that is positioned onto the posterior elements of the spine. The guide is used to place sacroiliac screws in a pre-operatively desired orientation. | Sacroiliac joint | N | N | Ineligible
OR | OR | QVI | Screw Sleeve Bone Fixation Device, Spine | 2 |  | N | N |  | 888.3043 | 1 | A spinal screw sleeve bone fixation device is intended to be implanted in conjunction with a non-resorbable, metallic bone screw where the screw has lost purchase due to loosening, backout, or breakage. The device fits between the screw threads and surrounding bone, and provides increased surface area to create an interference fit to restore stability of the implant construct. | The device is a woven or braided non-resorbable polymer such as polyethylene terephthalate (PET). | The device provides augmentation by interdigitating and mechanically wedging between the spinal screw threads and bone. | For use with spinal screws. | Y | N | Ineligible
OR | OR | QVL | Absorbable Gel For Intraoperative Use In Spine Surgery | 2 |  | N | N |  | 888.3047 | 1 | This device is an absorbable gel implant for intraoperative use in spinal procedures that is applied to nerve roots after hemostasis has been achieved and prior to closure. The device is intended as an adjunct to the surgical procedure to reduce pain and neurological symptoms. | The device is an absorbable, clear, flowable, viscoelastic gel. | The device is applied during lumbar spine surgery to coat and protect the sensory nerves and isolate them from the surrounding tissues and fluid, providing post-surgical reduction in surface exposure of the nerves to irritants and proinflammatory mediators that may cause pain | Spine | Y | N | Ineligible
OR | OR | QVV | Medial Knee Implanted Shock Absorber | 2 |  | N | N |  | 888.361 | 1 | A medial knee implanted shock absorber is a device implanted outside of the knee capsule extending from the distal femur to the proximal tibia. It is intended to reduce loads on the intra-articular medial joint surface. The device employs a shock absorbing mechanical system and is biomechanically stabilized by plates and screws. The device is not intended to span the lateral knee. | The device employs a shock absorbing mechanical system and is biomechanically stabilized by plates and screws. | Reduces the amount load carried by the degenerated or damaged surfaces of the medial knee joint by transferring the load onto the subject device instead of the other compartments of the knee. | Medial knee | Y | N | Ineligible
OR | OR | QWL | Intraoperative Surgical Angle Measurement Tool | 2 |  | N | N |  | 888.456 | 1 | An intraoperative surgical angle measurement tool attaches to surgical instruments to measure the angle of the instrument relative to a vertical plumb line in line with gravity. The tool does not utilize anatomic landmarks or registration to patient anatomy. | Accelerometer hardware, associated surgical instruments, and software to display angle measurements. The device does not include software that outputs any clinical interpretation of the data. | Utilizes accelerometers to intraoperatively measure the angle orientation surgical instruments. | Lumbar spine | Y | N | Ineligible
OR | OR | QZO | Wearable Vibration Device For Orthopedic Use | 2 |  | N | N |  | 888.5895 | 1 | A wearable vibration device for orthopedic use is a wearable device that uses mechanical vibrations, targeted to specific regions of the skeleton, to reduce loss of bone strength or bone mineral density. | Vibrator hardware. The device may include a motor, pressure sensor, and accelerometers within a casing, seated on a belt. The device may include software to regulate the magnitude of vibration generated and to control treatment duration. | Consists of a vibration pack which incorporates a motor that is designed to transmit low-amplitude, high-frequency vibration to the skeleton. | Skeleton, excluding the skull and face. | N | N | Ineligible
OR | OR | QZY | Spinal Fusion System With 12-Methacryloyloxydodecyl Pyridinium Bromide (C21h34brno2) Coating | 2 |  | N | N |  | 888.3071 | 1 | A spinal fusion system with 12-Methacryloyloxydodecyl Pyridinium Bromide (C21H34BrNO2) coating is a rigid metallic implant system compromised of single or multiple components intended to provide immobilization and stabilization of spinal segments as an adjunct to fusion in skeletally mature patients. The device includes a 12-Methacryloyloxydodecyl Pyridinium Bromide (C21H34BrNO2) coating intended to reduce microbial contamination on the surface of the device prior to implantation. The device does not contain antimicrobial agents that act within or on the body. | Spinal fusion system with one or more rigid metallic implants with a 12-Methacryloyloxydodecyl Pyridinium Bromide (C21H34BrNO2) coating. | The metallic implant provides immobilization and stabilization of spinal segments as an adjunct to fusion in skeletally mature patients. The 12-Methacryloyloxydodecyl Pyridinium Bromide (C21H34BrNO2) coating is intended to reduce microbial contamination on the surface of the device prior to implantation. | Spine | Y | N | Ineligible
OR | OR | QZZ | Limb And Joint Salvage Device With Coating For Bacteria Reduction | 2 |  | N | N |  | 888.39 | 1 | A limb and joint salvage device with quaternary ammonium compound coating is a metallic implant with or without polymer bearing for bone and joint replacement. Implants are for resection and replacement of an extremity bone (including the entire bone, epiphyseal bone, metaphyseal bone, or diaphyseal bone), or an extremity bone and the surrounding joint(s) in a skeletally mature patient. The device includes a quaternary ammonium compound coating that is covalently bonded to the device. Where applied, the coating is intended to reduce microbial contamination on the surface of the device prior to implantation. The device does not contain antimicrobial agents that act within or on the body and this device type does not include combination products. | Metallic devices with or without polymer joint replacement bearings that replace structures of the skeleton and extremities. Implants contain modular or non-modular designs which can include stems, bone replacement segments, and joint replacement components that constrain motion in one or more planes. The coating is covalently bonded to the surface. | Resection and replacement of an extremity bone or an extremity bone and the surrounding joint(s) in a skeletally mature patient. The coating kills bacteria through mechanical mechanisms. | Extremity bones and surrounding joints | Y | N | Ineligible
OR | OR | SAI | Ankle Fusion Cage | 2 |  | N | N |  | 888.302 | 1 | Intended for use as an accessory to a tibiotalocalcaneal Intramedullary (IM) rod as part of a fusion construct for failed ankle arthrodesis or failed ankle arthroplasty. Not intended for standalone use. | Cylinder, spherical or rectangular box made of metal with open space throughout. | Acts as a structural spacer and is used as an accessory to a tibiotalocalcaneal IM rod. | Ankle | Y | N | Ineligible
OR | OR | SCY | Sacroiliac Joint Guidewire Placement Device | 2 |  | N | N |  | 888.304 | 1 | A sacroiliac joint guidewire placement device is intended to be used to assist in locating the sacroiliac joint and placing a guidewire in the joint as part of sacroiliac joint fusion surgeries to place implants into the sacroiliac joint. | A sacroiliac joint guidewire placement device is made of a needle comprised of a metallic material to measure electric conductivity, along with a user interface/control unit handpiece. | This device consists of both a software and hardware component. The hardware sends out electrical current and measures electrical conductivity. The software component produces an alert based on tissue impedance at the tip of the probe. | Sacroiliac joint. | N | N | Ineligible
OR | SU | HSZ | Instrument, Surgical, Orthopedic, Pneumatic Powered & Accessory/Attachment | 1 |  | N | N |  | 878.482 | 4 |  |  |  |  | N | N | Eligible
OR | SU | HWE | Instrument, Surgical, Orthopedic, Ac-Powered Motor And Accessory/Attachment | 1 |  | N | N |  | 878.482 | 4 |  |  |  |  | N | N | Eligible
OR | SU | JDJ | Mesh, Surgical, Acetabular, Hip, Prosthesis | 2 |  | N | N |  | 878.33 | 1 |  |  |  |  | Y | N | Eligible
OR | SU | JDK | Prosthesis, Hip, Cement Restrictor | 2 |  | N | N |  | 878.33 | 1 |  |  |  |  | Y | N | Eligible
OR | SU | KIJ | Instrument, Surgical, Orthopedic, Dc-Powered Motor And Accessory/Attachment | 1 |  | N | N |  | 878.482 | 4 |  |  |  |  | N | N | Eligible
OR | SU | LXI | Guide, Drill, Ligament | 1 |  | N | N |  | 878.482 | 4 |  |  |  |  | N | N | Eligible
OR | SU | LZN | Cement Obturator | 2 |  | N | N |  | 878.33 | 1 |  |  |  |  | Y | N | Eligible
OR | SU | OJH | Orthopedic Tray | 1 |  | N | N |  | 878.48 | 7 | This product code has been established in accordance with the May 20, 1997, Guidance entitled, Convenience Kits Interim Regulatory Guidance, found at www.fda.gov/cdrh/ode/convkit.html. This type of convenience kit, as listed in the guidance above, is under enforcement discretion, and does not require a premarket notification (510(k)) to market if it meets all criteria in the guidance. | This product code has been established in accordance with the May 20, 1997, Guidance entitled, Convenience Kits Interim Regulatory Guidance, found at www.fda.gov/cdrh/ode/convkit.html. This type of convenience kit, as listed in the guidance above, is under enforcement discretion, and does not require a premarket notification (510(k)) to market if it meets all criteria in the guidance. | This product code has been established in accordance with the May 20, 1997, Guidance entitled, Convenience Kits Interim Regulatory Guidance, found at www.fda.gov/cdrh/ode/convkit.html. This type of convenience kit, as listed in the guidance above, is under enforcement discretion, and does not require a premarket notification (510(k)) to market if it meets all criteria in the guidance. | This product code has been established in accordance with the May 20, 1997, Guidance entitled, Convenience Kits Interim Regulatory Guidance, found at www.fda.gov/cdrh/ode/convkit.html. This type of convenience kit, as listed in the guidance above, is under enforcement discretion, and does not require a premarket notification (510(k)) to market if it meets all criteria in the guidance. | N | N | Eligible
OR | SU | OLC | Scaffold, Partial Medial Meniscal Defects Extending Into The Red/White Zone, Resorbable Bovine Collagen | 2 |  | N | N |  | 878.33 | 1 | Intended for use in surgical procedures for the repair and reinforcement of soft tissue injuries of the medial meniscus. In repairing and reinforcing medial meniscal defects, the patient must have an intact meniscal rim and anterior and posterior horns for attachment of the mesh. In addition, the surgically prepared site must extend at least into the red/white zone of the meniscus to provide sufficient vascularization. The device reinforces soft tissue and provides a resorbable scaffold that is replaced by the patients own soft tissue. The device is not a prosthetic device and is not intended to replace normal body structure. | The device is provided in one configuration: a semi-lunar shape with a triangular cross-section for use in the medial meniscus. The device is a resorbable collagen matrix composed primarily of bovine Type I collagen (~99%) derived from Achilles tendon, and small quantities of glycosaminoglycans, i.e., chondroitin sulfate (~0.04% w/w) and sodium hyaluronate (~0.08% w/w). | The device is a partially resorbable scaffold intended for the repair and reinforcement of soft tissue injuries of the medial meniscus. For proper implantation of the device, a partial meniscectomy is performed and necessary tissue is removed to expose the red/white zone of the meniscus. The patient must have an intact meniscal rim and anterior and posterior horns for attachment of the device. | medial meniscus | Y | N | Eligible
OR | SU | OWW | Mesh, Surgical, Absorbable, Orthopaedics, Reinforcement Of Tendon | 2 |  | N | N |  | 878.33 | 1 | For reinforcement of soft tissue where weakness exists during tendon repair procedures. | An absorbable mesh; either square, rectangular, round or of other various shapes | An absorbable mesh that reinforces soft tissue | Tendon | Y | N | Eligible
OR | SU | OWX | Mesh, Surgical, Non-Absorbable, Orthopaedics, Reinforcement Of Tendon | 2 |  | N | N |  | 878.33 | 1 | For reinforcement of soft tissue where weakness exists in tendon repair. | A non-absorbable mesh; either square, rectangular, round or of other various shapes. | A non-absorbable mesh that reinforces soft tissue. | Tendon | Y | N | Eligible
OR | SU | OWY | Mesh, Surgical, Collagen, Orthopaedics, Reinforcement Of Tendon | 2 |  | N | N |  | 878.33 | 1 | For reinforcement of soft tissue where weakness exists in tendon repair. | A collagen mesh; either square, rectangular, round or of various other shapes. | A collagen mesh that reinforces soft tissue. | Tendon | Y | N | Eligible
OR | SU | PPP | Disposable Joint Aspiration/Injection Kit | 1 |  | N | N |  | 878.48 | 7 | This product code has been established in accordance with the May 20, 1997, guidance entitled, convenience kits interim regulatory guidance, found at http://www.Fda.Gov/downloads/medicaldevices/deviceregulationandguidance/guidancedocuments/ucm080217.Pdf.This type of convenience kit, as listed in the guidance above, is under enforcement discretion, and does not require a premarket notification (510(k)) to market if it meets all criteria in the guidance. | This product code has been established in accordance with the May 20, 1997, guidance entitled, convenience kits interim regulatory guidance, found at http://www.Fda.Gov/downloads/medicaldevices/deviceregulationandguidance/guidancedocuments/ucm080217.Pdf.This type of convenience kit, as listed in the guidance above, is under enforcement discretion, and does not require a premarket notification (510(k)) to market if it meets all criteria in the guidance. | This product code has been established in accordance with the May 20, 1997, guidance entitled, convenience kits interim regulatory guidance, found at http://www.Fda.Gov/downloads/medicaldevices/deviceregulationandguidance/guidancedocuments/ucm080217.Pdf.This type of convenience kit, as listed in the guidance above, is under enforcement discretion, and does not require a premarket notification (510(k)) to market if it meets all criteria in the guidance. | This product code has been established in accordance with the May 20, 1997, guidance entitled, convenience kits interim regulatory guidance, found at http://www.Fda.Gov/downloads/medicaldevices/deviceregulationandguidance/guidancedocuments/ucm080217.Pdf.This type of convenience kit, as listed in the guidance above, is under enforcement discretion, and does not require a premarket notification (510(k)) to market if it meets all criteria in the guidance. | N | N | Eligible
OR | SU | QUW | Mesh, Surgical, Non-Resorbable, Orthopedics, Reinforcement Of Ligament | 2 |  | N | N |  | 878.33 | 1 | a non-resorbable orthopedic mesh used for reinforcement of soft tissue where weakness exists in ligament repair. | A non-resorbable mesh, either square, rectangular, tape-like, or various other shapes | A mesh that reinforces soft tissue to support the primary repair | Ligament | Y | N | Ineligible
OR | SU | QWJ | Mesh, Surgical, Polymeric, Resorbable, Orthopedics, Reinforcement Of Ligament | 2 |  | N | N |  | 878.33 | 1 | For reinforcement of soft tissue where weakness exists in ligament repair | A resorbable mesh, either square, rectangular, tape-like, or various other shapes | A mesh that reinforces soft tissue to support the primary repair | Ligament | Y | N | Ineligible
OR | SU | SAM | Battery-Powered Instruments Charged Through Sterile Barriers | 1 |  | N | N |  | 878.482 | 1 | Battery-powered instruments intended for use during surgical procedures to provide power to operate various accessories or attachments to cut hard tissues (bones) and soft tissues. Accessories or attachments may include saw blades, drill chuck, pin driver, and reamer. | Battery-powered motor and handpiece with modular metallic attachments. The packaging is designed to allow battery charging through the sterile barrier without exposing the device to contamination. | The device uses a battery-powered motor and metallic bone cutting accessories (e.g., saw, drill, reamer attachments) to cut bones and soft tissues. | Bones and soft tissues | N | N | Ineligible
OR |  | HTM | Stimulator, Osteogenesis, Electric, Battery-Operated, Invasive | 3 |  | N | N |  |  | 2 |  |  |  |  | N | N | Eligible
OR |  | HWF | Prosthesis, Ligament | 3 |  | N | N |  |  | 2 |  |  |  |  | Y | N | Eligible
OR |  | LML | Ligaments And Tendons, Synthetic | 3 |  | N | N |  |  | 2 |  |  |  |  | Y | N | Eligible
OR |  | LMN | Ceramics, Calcium Triphosphate/Hydroxypatite, Non-Load Bearing Uses | 3 |  | N | N |  |  | 2 |  |  |  |  | N | N | Eligible
OR |  | LOE | Stimulator, Invasive Bone Growth | 3 |  | N | N |  |  | 2 |  |  |  |  | N | N | Eligible
OR |  | LOF | Stimulator, Bone Growth, Non-Invasive | 3 |  | N | N |  |  | 2 |  |  |  |  | N | N | Eligible
OR |  | LPF | Prosthesis, Hip, Semi-Constrained, Metal/Ceramic/Ceramic, Cemented | 3 |  | N | N |  |  | 2 |  |  |  |  | Y | N | Eligible
OR |  | LPQ | Stimulator, Ultrasound And Muscle, For Use Other Than Applying Therapeutic Deep | 3 |  | N | N |  |  | 2 |  |  |  |  | N | N | Eligible
OR |  | LWA | Prosthesis, Ligament, Ptfe | 3 |  | N | N |  |  | 2 |  |  |  |  | Y | N | Eligible
OR |  | LXC | Monitor, Pressure, Intracompartmental |  | 1 | N | N |  |  | 1 |  |  |  |  | N | N | Eligible
OR |  | LXY | Prosthesis, Knee, Patello/Femorotibial, Semi-Constrained, Uncemented, Polymer/Metal/Polymer | 3 |  | N | N |  |  | 3 |  |  |  |  | Y | N | Eligible
OR |  | LZJ | Prosthesis, Toe (Metatarsophalangeal), Joint, Metal/Polymer, Semi-Constrained |  | 1 | N | N |  |  | 1 |  |  |  |  | Y | N | Eligible
OR |  | MBD | Prosthesis, Knee, Patello/Femorotibial, Unconstrained, Uncemented, Porous, Coated, Polymer/Metal/Polymer | 3 |  | N | N |  |  | 2 |  |  |  |  | Y | N | Eligible
OR |  | MBJ | Fastener, Fixation, Biodegradable, Hard Tissue | 3 |  | N | N |  |  | 3 |  |  |  |  | Y | N | Eligible
OR |  | MBS | Filler, Bone Void, Non-Osteoinduction | 3 |  | N | N |  |  | 2 |  |  |  |  | Y | N | Eligible
OR |  | MCV | Spinal Pedicle Screw, Fixation, Appliance System | 3 |  | N | N |  |  | 2 |  |  |  |  | Y | N | Eligible
OR |  | MJO | Prosthesis, Intervertebral Disc | 3 |  | N | N |  |  | 2 |  |  |  |  | Y | N | Eligible
OR |  | MJT | Prosthesis, Shoulder, Humeral (Bipolar Hemi-Shoulder) Metal/Polymer, Cemented Or Uncemented | 3 |  | N | N |  |  | 3 |  |  |  |  | Y | N | Eligible
OR |  | MOZ | Acid, Hyaluronic, Intraarticular | 3 |  | N | N |  |  | 2 |  |  |  |  | N | N | Eligible
OR |  | MPK | Semi-Constrained Metal/Polymer Finger Joint Prosthesis |  |  | N | N |  |  | 6 |  |  |  |  | Y | N | Eligible
OR |  | MPW | Filler, Recombinant Human Bone Morphogenetic Protein, Collagen Scaffold, Osteoinduction | 3 |  | N | N |  |  | 2 | Pma approved: P000054 |  |  |  | Y | N | Eligible
OR |  | MQO | Prosthetic Disc Nucleus Device |  | 3 | N | N |  |  | 3 | Export only | Export Only | Export Only | Export Only | Y | N | Eligible
OR |  | MRA | Prosthesis, Hip, Semi-Constrained, Metal/Ceramic/Ceramic/Metal, Cemented Or Uncemented | 3 |  | N | N |  |  | 2 |  |  |  |  | Y | N | Eligible
OR |  | MRW | System, Facet Screw Spinal Device |  | 1 | N | N |  |  | 1 |  |  |  |  | Y | N | Eligible
OR |  | MTJ | Wax, Bone |  | 1 | N | N |  |  | 1 |  |  |  |  | Y | N | Eligible
OR |  | NBN | Generator, Shock-Wave, For Pain Relief | 3 |  | N | N |  |  | 2 |  |  |  |  | N | N | Eligible
OR |  | NCO | Implant, Cartilage, For Articular Cartilage Repair | 3 |  | N | N |  |  | 3 |  |  |  |  | Y | N | Eligible
OR |  | NEG | Finger Semi-Constrained Pyrolytic Carbon Uncemented Prosthesis | 3 |  | N | N |  |  | 2 | Pma approved: P000057 |  |  |  | Y | N | Eligible
OR |  | NEK | Filler, Recombinant Human Bone Morphogenetic Protein, Collagen Scaffold With Metal Prosthesis, Osteoinduction | 3 |  | N | N |  |  | 2 |  |  |  |  | Y | N | Eligible
OR |  | NJL | Prosthesis, Knee, Patellofemorotibial, Semi-Constrained, Metal/Polymer, Mobile Bearing | 3 |  | N | N |  |  | 2 | This type of device is designed to allow for motion between the plastic bearing and metal baseplate components of a knee prosthesis. It is intended to replace a knee joint in order to relieve pain and restore knee function, for indications such as osteoarthritis, inflammatory arthritis, traumatic arthritis, and revision of failed knee prostheses. |  |  |  | Y | N | Eligible
OR |  | NOX | Filler, Bone Void, Synthetic Peptide | 3 |  | N | N |  |  | 2 | The device acts as a bone void filler and consists of a filling material and a synthetic peptide. It is intended to fill traumatic or surgically-created defects that are not intrinsic to the bony structure of the extremities, spine or pelvis. It will be packed or placed into the defect and will resorb over time to be replaced by bone. |  |  |  | Y | Y | Eligible
OR |  | NQO | Prosthesis, Spinous Process Spacer/Plate | 3 |  | N | N |  |  | 2 | This device is an interspinous spacer or spinous process plate that is implanted between the spinous processes or attached to the spinous process. |  |  |  | Y | N | Eligible
OR |  | NRA | Prosthesis, Knee, Femorotibial, Unicompartmental, Semi-Constrained, Metal/Polymer, Mobile Bearing | 3 |  | N | N |  |  | 2 | This type of device is designed to allow for motion between the plastic tibial bearing and metal tibial baseplate components of a unicompartmental knee prosthesis. It is intended to replace part of a knee joint in order to relieve pain and restore knee function, for indications such as osteoarthritis and avascular necrosis. |  |  |  | Y | N | Eligible
OR |  | NTG | Prosthesis, Ankle, Uncemented, Non-Constrained | 3 |  | N | N |  |  | 2 | An ankle joint metal/polymer non-constrained uncemented prosthesis is a device intended to be implanted to replace an ankle joint. The device limits minimally (less than normal anatomic constraints) translation in one or more planes. It has no linkage across-the-joint. This generic type of device includes prostheses that have a tibial component made of alloys, such as cobalt-chromium-molybdenum, and a talar component made of ultra-high molecular weight polyethylene. |  |  |  | Y | Y | Eligible
OR |  | NVR | Intervertebral Fusion Device With Bone Graft, Solid-Sphere, Lumbar | 3 |  | N | N |  |  | 2 | Intended to be inserted between the vertebral bodies into the disc space from l3 to s1 to provide stabilization and to help promote intervertebral body fusion. To be used with bone graft, for holding bone parts in alignment while they heal. Not intended for use in motion-sparing, non-fusion procedures, helps promote intervertebral body fusion, please reference: https://www.federalregister.gov/documents/2023/03/30/2023-06566/medical-devices-orthopedic-devices-classification-of-spinal-spheres-for-use-in-intervertebral-fusion. | Cobalt chrome spheres | Inserted between the vertebral bodies in the disc space. | Intervertebral disc space from L3 to S1. | Y | N | Eligible
OR |  | NXT | Prosthesis, Hip, Semi-Constrained, Metal/Metal, Resurfacing | 3 |  | N | N |  |  | 2 | Prosthesis, hip, semi-constrained, metal/metal, resurfacing device relieves hip pain and improves hip function by replacing the parts of the hip that have been severely damaged by degenerative joint diseases. This device is indicated for patients with degenerative joint diseases including osteoarthritis, rheumatoid arthritis, traumatic arthritis, dysplasia, or avascular necrosis and for patients who, due to their relatively younger age or increased activity level, may not be suitable for traditional total hip replacement due to an increased possibility of requiring future hip joint revision. | The femoral resurfacing component and acetabular components are made of metal. These surfaces rub against each other (the bearing couple) and are made from highly-polished metal. This type of bearing couple is called a metal-on-metal bearing couple. | Prosthesis, hip, semi-constrained, metal/metal, resurfacing device has two parts: a socket in the shape of a shallow cup (acetabular component), and a cap in the form of a ball head (femoral resurfacing component). The cup replaces the damaged surface of the hip socket (acetabulum). The cap covers or resurfaces the ball-shaped bone at the top of the thigh (femoral head), and the cap has a small stem that is inserted into the top of the thighbone. The cap moves within the cup. | The device is to replace the hip joint. | Y | N | Eligible
OR |  | OJZ | Filler, Recombinant Human Bone Morphogenetic Protein, Collagen Scaffold, Osteoinduction - Hde |  |  | N | N |  |  | 6 | Device type: Filler, recombinant human bone morphogenetic protein, collagen scaffold, osteoinduction, revision spine surgery, autograft not available or feasible - replacement for autograft bone in patients where autograft is unavailable or not feasible to harvest. Not feasible to harvest is intended to means presence of a condition where normal bone metabolism would be expected to prevent healing, e.G., smokers and diabetics. Revision spine surgery to treat pseudarthrosis. | none | Product provides signal for cell differentiation and scaffold for new bone growth | spine | Y | N | Eligible
OR |  | OKD | Filler, Recombinant Human Bone Morphogenetic Protein, Collagen Scaffold, Osteoinduction - Hde, Long Bone Nonunion |  |  | N | N |  |  | 6 | Bone graft substitute when autograft is unavailable or unfeasible to harvest for treatment of recalcitrant long bone non-unions where normal bone metabolism and healing is not present, e.g., smokers and diabetics. | protein solution-soaked colagen sponge or putty containing collagen and protein | used as a substitute for autograft when autograft harvesting is nt possible or not feasible | long bones, e.g., tibia | Y | N | Eligible
OR |  | OME | Extracorporeal Shock Wave Treatment | 3 |  | N | N |  |  | 2 | For use for extracorporeal shock wave treatment of atrophic nonunion fractures. The device delivers a shock wave to the patient via a water-filled coupling membrane whic is intented to help atrophic nonunion fractures heal. | Length of arm 600/700mm, Reflecture aperture: 620-1010mm, weight: 152 kg | The device delivers a shock wave to the patient via a water-filled coupling membrane whic is intented to help atrophic nonunion fractures heal. | Bone that has an atrophic nonunion fracture | N | N | Eligible
OR |  | OMX | High Demand, Revision, Semi-Constrained, Pyrolytic Carbon, Uncemented Finger Prosthesis |  |  | N | N |  |  | 6 | For use in arthroplasty of the proximal interphalangeal (PIP) joint when the patient: a) has soft tissue and bone that can provide adequate stabilization and fixation under high-demand loading conditions after reconstruction; and b) needs a revision of a failed PIP prosthesis, or has pain, limited motion, or joint subluxation/disloation secondary to damage or destruction of the articular cartilage. | pyrolytic carbon implant | Implant | finger joints | Y | N | Eligible
OR |  | OVO | Prosthesis, Hip, Semi-Constrained, Ceramic-On-Metal Articulation | 3 |  | N | N |  |  | 2 | Intended as a primary joint replacement prosthesis in total hip arthroplasty. | metal femoral stem, ceramic femoral head, metal acetabular liner designed to fit within a metal acetaublar shell | comprised of a metal liner designed to fit within a compatible acetabular shell which articulates with a compatible ceramic femoral head attached to a femoral stem as part of a primary total hip joint replacement system | hip joint | Y | N | Eligible
OR |  | OYR | Filler, Bone Void, Recombinant Platelet-Derived Growth Factor |  | 3 | N | N |  |  | 3 | For use as an alternative to autograft in hindfoot and ankle fusion procedures that require supplemental graft material, including tibiotalar, tibiocalcaneal, talonavicular and calcaneocuboid fusions. | The product consists of 1.5, 3, 6, or 9 cc of beta-tricalcium phosphate in granule form and 1.5, 3, 6, or 9 ml of rhPDGF-BB (0.3 mg/ml) in liquid form. The two components are mixed in equal volumes prior to use. | The platelet-derived growth factor component is intended to function as a chemo-attractant and mitogen for cells that stimulate the repair and growth of new bone. The osteoconductive calcium phosphate component is intended to act as a scaffold for new bone growth. | The product is utilized in the hindfoot and ankle for fusion procedures that include tibiotalar, tibiocalcaneal, talonavicular and calcaneocuboid fusions. | Y | Y | Eligible
OR |  | PBU | Bone Void Filler, Syringe |  | 3 | N | N |  |  | 3 | To fill bony voids or gaps of the skeletal system (i.e. the extremities, posterolateral spine and pelvis). | Pre-filled syringe that contains putty composed of bioactive glass particles, polyethylene glycol and glycerol. Syringe tip permits attachment of cannula. Syringe also includes rotating plunger to aid in controlled dispersion of device. | Extruded from syringe into bony voids or gaps of the skeletal system (i.e., extremities, posterolateral spine and pelvis). | Skeletal system (extremities, posterolateral spine and pelvis). | Y | N | Eligible
OR |  | PFM | Hemibridge System |  | 3 | N | N |  |  | 3 | Non-fusion growth modulation of spinal column. | Metallic plate or staple with fixation elements | An antero-lateral growth plate intended to attach to vertebral bodies in order to modulate growth of the spinal column | Anterior spinal column | Y | N | Eligible
OR |  | PIX | Elbow Joint Metal/Polymer, Constrained, Porous Coated, Uncemented Prosthesis |  | 3 | N | N |  |  | 3 | An elbow joint metal/polymer constrained uncemented prosthesis is a device intended to be implanted to replace an elbow joint. | The components have a porous coating made of Ti-6Al-4V alloy powder. The coating is further enhanced by a layer of hydroxyapatite. | The device prevents dislocation in more than one anatomic plane and consists of two components that are linked together. It is designed to achieve biological fixation to bone without the use of bone cement. | Elbow | Y | N | Eligible
OR |  | PJY | Osseoanchored Prostheses For The Rehabilitation Of Transfemoral Amputees | 3 |  | N | N |  |  | 2 | The device is a percutaneous prosthetic device for the direct skeletal attachment of a prosthetic limb. | The device may be threaded, or coated to provide fixation to the bone. The device is made from medical grade metallic components. | The device is implanted into the femur to allow a fixation point for standard prosthetic limbs. | Femur of amputee patients. | Y | N | Eligible
OR |  | PNW | Prosthesis, Metatarsophalangeal Joint Cartilage Replacement Implant | 3 |  | N | N |  |  | 2 | The device is a metatarsophalangeal joint cartilage replacement device that is implanted in the metatarsal head of the first metatarsophalangeal joint. | The device is a molded cylindrical viscoelastic hydrogel implant composed of polyvinyl alcohol and saline. | The device is placed into the metatarsal head in the first MTP joint via press-fit implantation. The viscoelastic hydrogel form and properties of the device are conducive to replacing focal areas of damaged cartilage, providing pain reduction, and maintaining range of motion. The device does not regrow or replace cartilage. | The device is implanted into the metatarsal head in the first MTP joint. | Y | N | Eligible
OR |  | PWG | Spinal Fixation System |  | 3 | N | N |  |  | 3 | Stabilization of the posterior thoracic and lumbar spine | The spinal rods and connectors are made of titanium alloy per ASTM standards. | The subject spinal rods and connectors attach to the posterior spine with pedicle screws and/ or hooks. | Posterior thoracic and lumbar spine | Y | N | Ineligible
OR |  | QCG | Filler, Bone Void, Calcium Compound, Lower Extremity Use, Use On Bone Marrow Lesions |  | 3 | N | N |  |  | 3 | Intended to fill bony voids or gaps of the lower extremities (pelvis through foot) that are not intrinsic to the stability of the bony structure. These defects may be surgically created from traumatic injury to the bone including bone marrow lesions. | Various (including granules, pre-formed blocks, putties, pastes, and gels) | The implanted bone void filler device resorbs and is replaced with bone during the healing process. | Lower extremities (pelvis through foot) | Y | N | Ineligible
OR |  | QES | Reherniation Reduction Device | 3 |  | N | N |  |  | 2 | The device is intended to reduce the incidence of reherniation, and reoperation following primary limited lumbar discectomy procedures (excision of herniated intervertebral disc). | The device is made of a metal component with a polymer mesh flap intended to cover the annular defect. | The device is intended to block the annular defect to prevent reherniation of nucleus material. The device also creates lesion in the vertebral body that may also prevent the herniation of the nucleus material out of the annulus. | The device is implanted into the vertebral body and rests in the intervertebral space within the annulus. | Y | N | Ineligible
OR |  | QGP | Posterior Ratcheting Rod System |  | 9 | N | N |  |  | 6 | Stabilization or correction of adolescent idiopathic scoliosis without the use of fusion. | Metallic ratcheting rod, pedicle screws, and other related accessories. | The system of a ratcheting rod and fixation elements (e.g., pedicle screws) provides stabilization or correction of the spine. | Pediatric spine. | Y | N | Ineligible
OR |  | QHP | Vertebral Body Tethering System |  | 9 | N | N |  |  | 6 | Anterior-based stabilization or correction of juvenile or adolescent idiopathic scoliosis without the use of fusion | Polymeric flexible cord, metallic bone screws, and other related accessories | The system of a flexible cord and fixation elements (e.g., bone screws) to provide stabilization or correction of the spine | Pediatric spine | Y | N | Ineligible
OR |  | QNN | Prosthesis, Total Talus Replacement, Metal |  |  | N | N |  |  | 6 | Replaces the native talus | Solid metallic device that is free-floating (not fixed to any bone or soft tissue) | Placed between the distal tibia and calcaneus | Talus | Y | N | Ineligible
OR |  | QRU | Implant, Resorbable, For Articular Osteochondral Repair | 3 |  | N | N |  |  | 2 | This device is intended to repair knee joint surface cartilage or osteochondral lesions. | The device is a cell-free, off-the-shelf implant for use in cartilage and osteochondral defects in traumatic and osteoarthritic joints. The implant is a porous, biodegradable scaffold, consisting of interconnected natural calcium carbonate (aragonite) derived from purified, inorganic coral exoskeleton. It has a cylindrical shape with tapered sides for press-fit implantation into bone. | The device is implanted into a drilled hole through the defect and into the underlying bone. It gradually resorbs and is replaced by bone tissue. The material functions as a scaffold, encouraging filling of knee joint surface defects with new tissue. | Knee joint articular cartilage and underlying bone | Y | N | Ineligible
OR |  | QWK | Prosthesis, Posterior Spinal Elements | 3 |  | N | N |  |  | 2 | This device is a non-fusion, load-bearing implanted prosthesis that stabilizes the spine following resection of posterior spinal elements. | This device is a posterior prosthesis fixed to the spine by four pedicle screws. | This device is designed to provide posterior, non-fusion stabilization following decompression. | This device is intended to be implanted in the posterior lumbar spine. | Y | N | Ineligible
OR |  | QYQ | Prosthesis, Total Talus Replacement With Soft Tissue Attachment Sites, Metal |  |  | N | N |  |  | 6 | Replaces the native talus | Solid metallic device with soft tissue attachment sites and not fixed to bones | Placed between the distal tibia and calcaneus with soft tissues attached | Talus | Y | N | Ineligible
OR |  | SFA | Prosthesis, Finger, Semi-Constrained, Metal/Polymer | 3 |  | N | N |  |  | 2 | A Prosthesis, finger, semi-constrained, metal/polymer, is intended to replace the total first carpometacarpal joint to reduce pain and improve function when the native joint is compromised due to disease such as osteoarthritis. | The generic device type includes a stem that is implanted into the resected proximal first metacarpal bone, a modular head that is placed onto the stem, and a cup that is implanted into the resected trapezium. The head articulates with the cup to restore biomechanics of the native joint. | The device replaces the native diseased joint between the distal trapezium and the proximal first metacarpal. | The first carpometacarpal (cmc) joint, located at the base of the thumb between the first metacarpal and the trapezium of the carpal bones. | Y | N | Ineligible
PA | HE | GGH | Iron Stains | 1 |  | Y | N |  | 864.185 | 4 |  |  |  |  | N | N | Eligible
PA | HE | GHZ | Solution, Gugol Blue | 1 |  | Y | N |  | 864.185 | 4 |  |  |  |  | N | N | Eligible
PA | HE | GIA | Test, Leukocyte Peroxidase | 1 |  | N | N |  | 864.7675 | 4 |  |  |  |  | N | N | Eligible
PA | HE | HYB | Eosin Y | 1 |  | Y | N |  | 864.185 | 4 |  |  |  |  | N | N | Eligible
PA | HE | HYC | Fast Green | 1 |  | Y | N |  | 864.185 | 4 |  |  |  |  | N | N | Eligible
PA | HE | HYD | Fast Red Salt B | 1 |  | Y | N |  | 864.185 | 4 |  |  |  |  | N | N | Eligible
PA | HE | HYE | Solution, Fontanna Silver | 1 |  | Y | N |  | 864.185 | 4 |  |  |  |  | N | N | Eligible
PA | HE | HYF | Giemsa Stain | 1 |  | Y | N |  | 864.185 | 4 |  |  |  |  | N | N | Eligible
PA | HE | HYG | Glenner'S Stain | 1 |  | Y | N |  | 864.185 | 4 |  |  |  |  | N | N | Eligible
PA | HE | HYH | Gold Chloride | 1 |  | Y | N |  | 864.185 | 4 |  |  |  |  | N | N | Eligible
PA | HE | HYI | Iodine, Grams | 1 |  | Y | N |  | 864.185 | 4 |  |  |  |  | N | N | Eligible
PA | HE | HYJ | Hematoxylin | 1 |  | Y | N |  | 864.185 | 4 |  |  |  |  | N | N | Eligible
PA | HE | HYK | Hematoxylin Harris'S | 1 |  | Y | N |  | 864.185 | 4 |  |  |  |  | N | N | Eligible
PA | HE | HYL | Hematoxylin Mayer'S | 1 |  | Y | N |  | 864.185 | 4 |  |  |  |  | N | N | Eligible
PA | HE | HYO | Hematoxylin Weigert'S | 1 |  | Y | N |  | 864.185 | 4 |  |  |  |  | N | N | Eligible
PA | HE | HYQ | Iron Chloride-Weigert | 1 |  | Y | N |  | 864.185 | 4 |  |  |  |  | N | N | Eligible
PA | HE | HYR | Leuco-Patent Blue | 1 |  | Y | N |  | 864.185 | 4 |  |  |  |  | N | N | Eligible
PA | HE | HYS | Light Green | 1 |  | Y | N |  | 864.185 | 4 |  |  |  |  | N | N | Eligible
PA | HE | HYT | Luxol Fast Blue | 1 |  | Y | N |  | 864.185 | 4 |  |  |  |  | N | N | Eligible
PA | HE | HYW | Stain, Trichrome, Mallory'S | 1 |  | Y | N |  | 864.185 | 4 |  |  |  |  | N | N | Eligible
PA | HE | HYY | Metanil Yellow | 1 |  | Y | N |  | 864.185 | 4 |  |  |  |  | N | N | Eligible
PA | HE | HYZ | Methenamine Silver | 1 |  | Y | N |  | 864.185 | 4 |  |  |  |  | N | N | Eligible
PA | HE | HZA | Methyl Green | 1 |  | Y | N |  | 864.185 | 4 |  |  |  |  | N | N | Eligible
PA | HE | HZC | Mucicarmine | 1 |  | Y | N |  | 864.185 | 4 |  |  |  |  | N | N | Eligible
PA | HE | HZD | Muller'S Colloidal Iron | 1 |  | Y | N |  | 864.185 | 4 |  |  |  |  | N | N | Eligible
PA | HE | HZE | Nile Blue | 1 |  | Y | N |  | 864.185 | 4 |  |  |  |  | N | N | Eligible
PA | HE | HZF | Nuclear Fast Red | 1 |  | Y | N |  | 864.185 | 4 |  |  |  |  | N | N | Eligible
PA | HE | HZG | Oil Red O | 1 |  | Y | N |  | 864.185 | 4 |  |  |  |  | N | N | Eligible
PA | HE | HZH | Orange G | 1 |  | Y | N |  | 864.185 | 4 |  |  |  |  | N | N | Eligible
PA | HE | HZJ | Stain, Papanicolau | 1 |  | Y | N |  | 864.185 | 4 |  |  |  |  | N | N | Eligible
PA | HE | HZL | Phloxine B | 1 |  | Y | N |  | 864.185 | 4 |  |  |  |  | N | N | Eligible
PA | HE | HZM | Hematoxylin, Acid, Phosphotungstic | 1 |  | Y | N |  | 864.185 | 4 |  |  |  |  | N | N | Eligible
PA | HE | HZN | Picro Methyl Blue | 1 |  | Y | N |  | 864.185 | 4 |  |  |  |  | N | N | Eligible
PA | HE | HZO | Stain, Ponceau | 1 |  | Y | N |  | 864.185 | 4 |  |  |  |  | N | N | Eligible
PA | HE | HZP | Pyronin | 1 |  | Y | N |  | 864.185 | 4 |  |  |  |  | N | N | Eligible
PA | HE | HZQ | Red-Violet Lb | 1 |  | Y | N |  | 864.185 | 4 |  |  |  |  | N | N | Eligible
PA | HE | HZR | Resorcin Fuchsin | 1 |  | Y | N |  | 864.185 | 4 |  |  |  |  | N | N | Eligible
PA | HE | HZS | Safranin | 1 |  | Y | N |  | 864.185 | 4 |  |  |  |  | N | N | Eligible
PA | HE | HZT | Reagent, Schiff | 1 |  | Y | N |  | 864.185 | 4 |  |  |  |  | N | N | Eligible
PA | HE | HZX | Silver Nitrate | 1 |  | Y | N |  | 864.185 | 4 |  |  |  |  | N | N | Eligible
PA | HE | HZY | Sirius Red | 1 |  | Y | N |  | 864.185 | 4 |  |  |  |  | N | N | Eligible
PA | HE | HZZ | Sudan Black B | 1 |  | Y | N |  | 864.185 | 4 |  |  |  |  | N | N | Eligible
PA | HE | IAA | Titan Yellow | 1 |  | Y | N |  | 864.185 | 4 |  |  |  |  | N | N | Eligible
PA | HE | IAB | Toluidine Blue | 1 |  | Y | N |  | 864.185 | 4 |  |  |  |  | N | N | Eligible
PA | HE | IAC | Van Gieson'S Stain | 1 |  | Y | N |  | 864.185 | 4 |  |  |  |  | N | N | Eligible
PA | HE | IAD | Van Gieson'S Picro-Fuchsin | 1 |  | Y | N |  | 864.185 | 4 |  |  |  |  | N | N | Eligible
PA | HE | IAE | Hematoxylin, Iron, Weigert'S | 1 |  | Y | N |  | 864.185 | 4 |  |  |  |  | N | N | Eligible
PA | HE | IAF | Wright'S Stain | 1 |  | Y | N |  | 864.185 | 4 |  |  |  |  | N | N | Eligible
PA | HE | ICC | Eosin B | 1 |  | Y | N |  | 864.185 | 4 |  |  |  |  | N | N | Eligible
PA | HE | ICD | Darrow Red | 1 |  | Y | N |  | 864.185 | 4 |  |  |  |  | N | N | Eligible
PA | HE | ICF | Crystal Violet For Histology | 1 |  | Y | N |  | 864.185 | 4 |  |  |  |  | N | N | Eligible
PA | HE | ICG | Cresyl Violet Acetate | 1 |  | Y | N |  | 864.185 | 4 |  |  |  |  | N | N | Eligible
PA | HE | ICH | Congo Red | 1 |  | Y | N |  | 864.185 | 4 |  |  |  |  | N | N | Eligible
PA | HE | ICI | Hematoxylin, Chrome Alum | 1 |  | Y | N |  | 864.185 | 4 |  |  |  |  | N | N | Eligible
PA | HE | ICJ | Carbol Night Blue | 1 |  | Y | N |  | 864.185 | 4 |  |  |  |  | N | N | Eligible
PA | HE | ICL | Carbol Fuchsin | 1 |  | Y | N |  | 864.185 | 4 |  |  |  |  | N | N | Eligible
PA | HE | ICM | Brilliant Yellow | 1 |  | Y | N |  | 864.185 | 4 |  |  |  |  | N | N | Eligible
PA | HE | ICN | Biebrich Scarlet | 1 |  | Y | N |  | 864.185 | 4 |  |  |  |  | N | N | Eligible
PA | HE | ICO | Best'S Carmine | 1 |  | Y | N |  | 864.185 | 4 |  |  |  |  | N | N | Eligible
PA | HE | ICQ | Azure A | 1 |  | Y | N |  | 864.185 | 4 |  |  |  |  | N | N | Eligible
PA | HE | ICR | Azocarmine B | 1 |  | Y | N |  | 864.185 | 4 |  |  |  |  | N | N | Eligible
PA | HE | ICS | Azocarmine G | 1 |  | Y | N |  | 864.185 | 4 |  |  |  |  | N | N | Eligible
PA | HE | ICT | Azan Counterstain | 1 |  | Y | N |  | 864.185 | 4 |  |  |  |  | N | N | Eligible
PA | HE | ICX | Aniline | 1 |  | Y | N |  | 864.185 | 4 |  |  |  |  | N | N | Eligible
PA | HE | ICY | Acid, Aniline, Fuchsin | 1 |  | Y | N |  | 864.185 | 4 |  |  |  |  | N | N | Eligible
PA | HE | ICZ | Ammoniacal Silver Hydroxide Silver Nitrate | 1 |  | Y | N |  | 864.185 | 4 |  |  |  |  | N | N | Eligible
PA | HE | IDA | Alcian Blue | 1 |  | Y | N |  | 864.185 | 4 |  |  |  |  | N | N | Eligible
PA | HE | IDB | Aldehyde Fuchsin | 1 |  | Y | N |  | 864.185 | 4 |  |  |  |  | N | N | Eligible
PA | HE | IDC | Acridine Orange | 1 |  | Y | N |  | 864.185 | 4 |  |  |  |  | N | N | Eligible
PA | HE | IDD | Alizarin Red | 1 |  | Y | N |  | 864.185 | 4 |  |  |  |  | N | N | Eligible
PA | HE | IDE | Acid, Hematein | 1 |  | Y | N |  | 864.185 | 4 |  |  |  |  | N | N | Eligible
PA | HE | IDF | Acid, Fuchsin | 1 |  | Y | N |  | 864.185 | 4 |  |  |  |  | N | N | Eligible
PA | HE | JCH | Esterase | 1 |  | Y | N |  | 864.185 | 4 |  |  |  |  | N | N | Eligible
PA | HE | JCI | Acid Phosphatase, Cytochemical | 1 |  | Y | N |  | 864.185 | 4 |  |  |  |  | N | N | Eligible
PA | HE | KFC | Methylene Blue, Tissue Stain | 1 |  | Y | N |  | 864.185 | 4 |  |  |  |  | N | N | Eligible
PA | HE | KFD | Aniline Blue | 1 |  | Y | N |  | 864.185 | 4 |  |  |  |  | N | N | Eligible
PA | HE | KFE | Neutral Red | 1 |  | Y | N |  | 864.185 | 4 |  |  |  |  | N | N | Eligible
PA | HE | KIP | Formulations, Balanced Salt Solutions | 1 |  | N | N |  | 864.2875 | 4 |  |  |  |  | N | N | Eligible
PA | HE | KIQ | Kit, Culture, Chromosome | 1 |  | N | N |  | 864.226 | 4 |  |  |  |  | N | N | Eligible
PA | HE | KIR | Cells, Animal And Human, Cultured | 1 |  | N | N |  | 864.228 | 4 |  |  |  |  | N | N | Eligible
PA | HE | KIS | Sera, Animal And Human | 1 |  | N | N |  | 864.28 | 4 |  |  |  |  | N | N | Eligible
PA | HE | KIT | Media And Components, Synthetic Cell And Tissue Culture | 1 |  | N | N |  | 864.222 | 4 |  |  |  |  | N | N | Eligible
PA | HE | KIW | Kit, Mycoplasma Detection | 1 |  | N | N |  | 864.236 | 4 |  |  |  |  | N | N | Eligible
PA | HE | KIX | Media, Mycoplasma Detection | 1 |  | N | N |  | 864.236 | 4 |  |  |  |  | N | N | Eligible
PA | HE | KIY | Chamber, Slide Culture | 1 |  | Y | N |  | 864.224 | 4 |  |  |  |  | N | N | Eligible
PA | HE | KIZ | Dish, Tissue Culture | 1 |  | Y | N |  | 864.224 | 4 |  |  |  |  | N | N | Eligible
PA | HE | KJA | Flask, Tissue Culture | 1 |  | Y | N |  | 864.224 | 4 |  |  |  |  | N | N | Eligible
PA | HE | KJB | Apparatus, Roller | 1 |  | Y | N |  | 864.224 | 4 |  |  |  |  | N | N | Eligible
PA | HE | KJC | Bottle, Roller, Tissue Culture | 1 |  | Y | N |  | 864.224 | 4 |  |  |  |  | N | N | Eligible
PA | HE | KJD | Spinner, Flask | 1 |  | Y | N |  | 864.224 | 4 |  |  |  |  | N | N | Eligible
PA | HE | KJE | Spinner System, Cell Culture | 1 |  | Y | N |  | 864.224 | 4 |  |  |  |  | N | N | Eligible
PA | HE | KJF | System, Suspension, Cell Culture | 1 |  | Y | N |  | 864.224 | 4 |  |  |  |  | N | N | Eligible
PA | HE | KJH | Apparatus, Perfusion | 1 |  | Y | N |  | 864.224 | 4 |  |  |  |  | N | N | Eligible
PA | HE | KJK | Auramine O | 1 |  | Y | N |  | 864.185 | 4 |  |  |  |  | N | N | Eligible
PA | HE | KJL | Azure C | 1 |  | Y | N |  | 864.185 | 4 |  |  |  |  | N | N | Eligible
PA | HE | KJM | Bismarck Brown Y | 1 |  | Y | N |  | 864.185 | 4 |  |  |  |  | N | N | Eligible
PA | HE | KJN | Brilliant Cresyl Blue | 1 |  | Y | N |  | 864.185 | 4 |  |  |  |  | N | N | Eligible
PA | HE | KJO | Brilliant Green | 1 |  | Y | N |  | 864.185 | 4 |  |  |  |  | N | N | Eligible
PA | HE | KJP | Carmine | 1 |  | Y | N |  | 864.185 | 4 |  |  |  |  | N | N | Eligible
PA | HE | KJQ | Chlorazol Black E | 1 |  | Y | N |  | 864.185 | 4 |  |  |  |  | N | N | Eligible
PA | HE | KJR | Erythrosin B | 1 |  | Y | N |  | 864.185 | 4 |  |  |  |  | N | N | Eligible
PA | HE | KJS | Ethyl Eosin | 1 |  | Y | N |  | 864.185 | 4 |  |  |  |  | N | N | Eligible
PA | HE | KJT | Indigocarmine | 1 |  | Y | N |  | 864.185 | 4 |  |  |  |  | N | N | Eligible
PA | HE | KJW | Janus Green B | 1 |  | Y | N |  | 864.185 | 4 |  |  |  |  | N | N | Eligible
PA | HE | KJX | Jenner Stain | 1 |  | Y | N |  | 864.185 | 4 |  |  |  |  | N | N | Eligible
PA | HE | KJY | Malachite Green | 1 |  | Y | N |  | 864.185 | 4 |  |  |  |  | N | N | Eligible
PA | HE | KJZ | Martius Yellow | 1 |  | Y | N |  | 864.185 | 4 |  |  |  |  | N | N | Eligible
PA | HE | KKA | Methyl Orange | 1 |  | Y | N |  | 864.185 | 4 |  |  |  |  | N | N | Eligible
PA | HE | KKB | Methyl Violet 2b | 1 |  | Y | N |  | 864.185 | 4 |  |  |  |  | N | N | Eligible
PA | HE | KKC | Methylene Violet | 1 |  | Y | N |  | 864.185 | 4 |  |  |  |  | N | N | Eligible
PA | HE | KKD | Nigrosin | 1 |  | Y | N |  | 864.185 | 4 |  |  |  |  | N | N | Eligible
PA | HE | KKE | Orange Ii | 1 |  | Y | N |  | 864.185 | 4 |  |  |  |  | N | N | Eligible
PA | HE | KKF | Orcein | 1 |  | Y | N |  | 864.185 | 4 |  |  |  |  | N | N | Eligible
PA | HE | KKG | Protargol S | 1 |  | Y | N |  | 864.185 | 4 |  |  |  |  | N | N | Eligible
PA | HE | KKH | Tablet, Resazurin | 1 |  | Y | N |  | 864.185 | 4 |  |  |  |  | N | N | Eligible
PA | HE | KKI | Rose Bengal | 1 |  | Y | N |  | 864.185 | 4 |  |  |  |  | N | N | Eligible
PA | HE | KKJ | Sudan Iii | 1 |  | Y | N |  | 864.185 | 4 |  |  |  |  | N | N | Eligible
PA | HE | KKK | Sudan Iv | 1 |  | Y | N |  | 864.185 | 4 |  |  |  |  | N | N | Eligible
PA | HE | KKL | Thionin | 1 |  | Y | N |  | 864.185 | 4 |  |  |  |  | N | N | Eligible
PA | HE | KKM | Methylene Blue Thiocyanate | 1 |  | Y | N |  | 864.185 | 4 |  |  |  |  | N | N | Eligible
PA | HE | KKP | Solution, Silver Carbonate | 1 |  | Y | N |  | 864.185 | 4 |  |  |  |  | N | N | Eligible
PA | HE | KKQ | Sodium Periodate | 1 |  | Y | N |  | 864.185 | 4 |  |  |  |  | N | N | Eligible
PA | HE | KKR | Potassium Periodate | 1 |  | Y | N |  | 864.185 | 4 |  |  |  |  | N | N | Eligible
PA | HE | KKS | Acid, Periodic | 1 |  | Y | N |  | 864.185 | 4 |  |  |  |  | N | N | Eligible
PA | HE | KKT | Hematoxylin, Ehrlich'S | 1 |  | Y | N |  | 864.185 | 4 |  |  |  |  | N | N | Eligible
PA | HE | KKW | Basic Fuchsin | 1 |  | Y | N |  | 864.185 | 4 |  |  |  |  | N | N | Eligible
PA | HE | KPB | Media And Components, Mycoplasma Detection | 1 |  | N | N |  | 864.236 | 4 |  |  |  |  | N | N | Eligible
PA | HE | KQC | Stains, Hematology | 1 |  | Y | N |  | 864.185 | 4 |  |  |  |  | N | N | Eligible
PA | HE | LED | Stains, Chemical Solution | 1 |  | Y | N |  | 864.185 | 4 |  |  |  |  | N | N | Eligible
PA | HE | LEE | Stains, Dye Solution | 1 |  | Y | N |  | 864.185 | 4 |  |  |  |  | N | N | Eligible
PA | HE | LEF | Stains, Dye Powder | 1 |  | Y | N |  | 864.185 | 4 |  |  |  |  | N | N | Eligible
PA | HE | LGY | Trypan Blue | 1 |  | Y | N |  | 864.185 | 4 |  |  |  |  | N | N | Eligible
PA | HE | LNJ | Analyzer, Chromosome, Automated | 2 |  | N | N |  | 864.526 | 1 |  |  |  |  | N | N | Eligible
PA | HE | MXZ | Immunohistochemistry Assay, Antibody, Progesterone Receptor | 2 |  | N | Y |  | 864.186 | 1 |  |  |  |  | N | N | Eligible
PA | HE | MYA | Immunohistochemistry Antibody Assay, Estrogen Receptor | 2 |  | N | Y |  | 864.186 | 1 |  |  |  |  | N | N | Eligible
PA | HE | NBK | System, Test, (Ihc), Tumor Marker, Monitoring, Bladder Cancer | 2 |  | N | N |  | 864.186 | 1 |  |  |  |  | N | N | Eligible
PA | HE | NJT | Immunohistochemistry Reagents And Kits | 1 |  | N | N |  | 864.186 | 4 | according to the regs..."..used after the primary diagnosis of tumor (neoplasm) has been made by conventional histopathology using nonimmunologic histochemical stains, such as hematoxylin and eosin. |  |  |  | N | N | Eligible
PA | HE | NJW | Control Material, Her-2/Neu, Immunohistochemistry | 2 |  | N | Y |  | 864.186 | 1 | Accessory to immunohistochemistry assays for Her2-neu. Control material intended for laboratory use to control Her2-neu immunohistochemistry assays. |  |  |  | N | N | Eligible
PA | HE | NKF | Immunohistochemistry Antibody Assay, C-Kit | 3 |  | N | N |  | 864.186 | 2 | Identification/Intended Use - The anti-c-KIT primary antibody is intended for laboratory use, via light microscopy, for the qualitative detection of KIT protein in formalin-fixed, paraffin-embedded gastrointestinal stromal tumors (GISTs) using either an automated immunohistochemistry staining system or manual assay. It is indicated as an aid in the selection of GIST patients who may qualify for imatinib mesylate therapy within the context of the patient's clinical history, tumor morphology, and other diagnostic tests evaluated by a qualified pathologist. The test is not intended as the sole basis for making the diagnosis of GIST and is not intended as the sole basis for selecting imatinib mesylate therapy. A negative result would not necessarily exclude the diagnosis of GIST |  |  |  | N | N | Ineligible
PA | HE | NOT | Microscope, Automated, Image Analysis, Operator Intervention | 2 |  | N | N |  | 864.186 | 1 | Automated microscopic immunohistochemistry image-analysis system to measure cell membrane intensity and pattern with operator intervention. |  |  |  | N | N | Eligible
PA | HE | NPQ | Test, Factor V Leiden Mutations, Genomic Dna Pcr | 2 |  | N | N |  | 864.728 | 1 | In vitro diagnostic test to detect the Factor V Leiden mutation in genomic DNA, as an aid to diagnosis in the evaluation of patients with suspected thrombophilia. |  |  |  | N | N | Eligible
PA | HE | NPR | Test, Factor Ii G20210a Mutations, Genomic Dna Pcr | 2 |  | N | N |  | 864.728 | 1 | In vitro diagnostic test to detect the Factor II G20210A mutation in genomic DNA, as an aid to diagnosis in the evaluation of patients with suspected thrombophilia. |  |  |  | N | N | Eligible
PA | HE | NQF | Immunohistochemistry Assay, Antibody, Epidermal Growth Factor Receptor | 3 |  | N | N |  | 864.186 | 2 | The epidermal growth factor receptor (EGFR) antibody/assay is a qualitative immunohistochemical antibody/assay to identify EGFR expression in normal and neoplastic tissues routinely-fixed for histological evaluation. EGFR antibody/assay specifically detects the EGFR (HER1) protein in EGFR-expressing cells. This antibody/assay is indicated as an aid in identifying colorectal cancer patients eligible for treatment with cetuximab, a monoclonal antibody drug. This will be a specialized subcategory for EGFR immunohistochemistry assays under the general heading of the regulation for all Immunohistochemistry assays. |  |  |  | N | N | Ineligible
PA | HE | NQN | Microscope, Automated, Image Analysis, Immunohistochemistry,Operator Intervention,Nuclear Intensity & Percent Positivity | 2 |  | N | N |  | 864.186 | 1 | Automated microscopic immunohistochemistry image- analysis system to measure nuclear intensity and percent positivity with operator intervention. |  |  |  | N | N | Eligible
PA | HE | NTR | Immunohistochemical Reagent, Antibody (Monoclonal Or Polyclonal) To P63 Protein In Nucleus Of Prostatic Basal Cells | 1 |  | N | N |  | 864.186 | 4 | MONOCLONAL OR POLYCLONAL ANTIBODY THAT RECOGNIZES THE HUMAN P63 PROTEIN IN THE NUCLEUS OF PROSTATIC BASAL CELLS USING ROUTINE IMMUNOHISTOCHEMICAL TECHNIQUES, INCLUDING HEAT-INDUCED ANTIGEN EPITOPE RETRIEVAL. THIS TEST IS INTENDED FOR LABORATORY USE TO QUALITATIVELY IDENTIFY THE P63 ANTIGEN IN HISTOLOGICAL SECTIONS FROM FORMALIN-FIXED PARAFFIN-EMBEDDED SAMPLES OF NORMAL AND/OR PATHOLOGICAL PROSTATE TISSUE OBTAINED BY NEEDLE BIOPSY OR SURGICAL PROCEDURES. THE PRESENCE OR ABSENCE OF P63 STAINING AIDS THE PATHOLOGIST IN THE DIFFERENTIAL DIAGNOSIS OF PROSTATE CANCER IN CONJUNCTION WITH MORPHOLOGICAL FINDINGS SEEN WITH HEMATOXYLIN AND EOSIN STAINING COMPLEMENTED BY PROPER CONTROLS. |  |  |  | N | N | Eligible
PA | HE | OEO | Automated Digital Image Manual Interpretation Microscope | 2 |  | N | N |  | 864.186 | 1 | The ihc her2 manual read of a digital slide application is intended for use as an aid to the pathologist in the detection and semi-quantitative measurement of her2/neu (c-erbb-2) in formalin-fixed, paraffin-embedded normal and neoplastic tissue immunohistochemically stained for her-2 receptors, using microscopy images displayed on a computer monitor. Her-2 results are indicated for use as an aid in the management, prognosis and prediction of therapy outcomes in breast cancer. | automated digital microscope slide scanner, computer, color monitor, keyboard and digital pathology information management software | Digital microscopy image of stained tissue on a microscope slide, used to determine HER2 IHC status | Immunohistochemical stained microscope slides | N | N | Eligible
PA | HE | PDO | Early Growth Response Gene 1 (Egr1) Fish Probe Kit For Specimen Characterization | 2 |  | N | Y |  | 864.187 | 1 | The EGR1 FISH Probe Kit for specimen characterization detects the LSI EGR1 probe target on chromosome 5q in bone marrow specimens. This assay is used to characterize bone marrow specimens from patients with acute myeloid leukemia (AML) or myelodysplastic syndrome. The assay results are to be interpreted by a qualified pathologist or cytogeneticist. | May include LSI EGR1 DNA probes, hybridization buffers, DAPI counterstain | Bone marrow cells from AML patients attached to microscope slides using standard cytogenetic procedures are used for this assay. The resulting specimen DNA is denatured to single-stranded form and subsequently allowed to hybridize with the LSI EGR1 and LSI D5S23, D5S721 probes. Following hybridization, the unbound probe is removed by a series of washes, and the nuclei are counterstained with DAPI, a DNA-specific stain that fluoresces blue. Hybridization of the LSI EGR1 and LSI D5S23, D5S721 probes is viewed using a fluorescence microscope equipped with appropriate excitation and emission filters, allowing visualization of the orange and green fluorescent signals. | Bone marrow specimens | N | N | Eligible
PA | HE | PFG | Dna Fish Probe Kit For Specimen Characterization, Human Chromosome, Hematological Disorders | 2 |  | N | Y |  | 864.187 | 1 | DNA FISH probe kits for specimen characterization detect DNA probe targets on human chromosomes in bone marrow and peripheral blood specimens. | DNA probes labeled with fluorescent dyes, hybridization buffers, counterstain | Cells from bone marrow or peripheral blood are obtained from a patient with a hematological disorder. Cells are attached to microscope slides using standard cytogenetic procedures. The resulting specimen DNA is denatured to single-stranded form and subsequently allowed to hybridize with ore or more fluorescently labeled DNA probes. Following hybridization, the unbound probe is removed by a series of washes, and the nuclei are counterstained with I, a DNA-specific stain that fluoresces blue. Hybridization of the probe(s) is viewed using a fluorescence microscope equipped with appropriate excitation and emission filters, allowing visualization of the fluorescent signals. | Bone marrow and/or peripheral blood specimens | N | N | Eligible
PA | HE | PFK | Quality Control For Molecular Immunohematology Tests | 2 |  | N | Y |  | 864.965 | 1 | The quality control for molecular immunohematology assay is used to demonstrate that the test can correctly detect genetic variations of human erythrocyte antigens. | DNA or synthetic plasmids | Molecular | N/A | N | N | Eligible
PA | HE | PHJ | System, Mass Spectrometry, Multiplex Genotyping, Hereditary Thrombophilia Related Mutations | 2 |  | N | N |  | 864.728 | 1 | A multiplex genotying test system intended for the qualitative detection and identification of specific thrombophilia related gene mutations from genomic DNA by genomic amplification and mass spectrometry. It is intended as an aid in diagnosis of patients with suspected thrombophilia. | A qualitative multiplex amplification-based genotyping test system. Should not include any devices other than mass spectrometry-based detection systems. | The assay uses multiplex polymerase chain reaction and allele specific single base primer extension reactions to amplify and detect specific mutations located in the Factor V and prothrombin genes. Genotyped products are resolved according to mass by mass spectrometry. | Human peripheral whole blood or other clinical samples. | N | N | Eligible
PA | HE | QKF | Immunocytochemistry Assay, P16/Ki-67 | 3 |  | N | N |  | 864.186 | 2 | The p16 and Ki-67 antibody cocktail is a qualitative immunocytochemical assay intended for the simultaneous detection of the p16INK4a (E6H4) and Ki-67 (274-11AC3V1) proteins in cervical specimens collected by a clinician. | The device includes a monoclonal or polyclonal primary antibody(ies) and accessory reagents, including secondary antibodies, buffers, substrates, and counterstains. The device may be intended for manual or automated staining methods | The test uses a primary monoclonal antibody(ies) to detect the presence of expressed antigen(s) protein(s) in cytologic preparations such as smears, liquid-based slide preparations and cytospin preparation slides. Antibody-antigen complexes are visualized using enzyme conjugated primary or secondary antibody(ies) to catalyze a color-producing reaction | Cytologic slide preparations of human cytologic specimens | N | N | Ineligible
PA | HE | QNH | Immunohistochemistry Test, Dna Mismatch Repair (Mmr) Protein Assay | 3 |  | N | N |  | 864.186 | 2 | The DNA Mismatch Repair Protein Antibody is a qualitative immunohistochemical antibody intended for the assessment of mismatch repair (MMR) proteins in human clinical tissue specimens. The DNA Mismatch Repair Protein Antibody is indicated as an aid in identifying patients eligible for treatment with specific FDA approved therapeutic drugs. | The device includes a panel of monoclonal primary antibodies and accessory reagents, including secondary antibodies, buffers, substrates, and counterstains. The device may be intended for manual or automated staining methods. | The test uses a panel of primary monoclonal antibody to detect the absence or presence of expressed antigen protein in fixed tissue specimens. Antibody-antigen complexes are visualized using an enzyme conjugated primary or secondary antibody to catalyze a color-producing reaction. | Formalin-fixed paraffin-embedded (FFPE) human clinical tissue specimens | N | N | Ineligible
PA | HE | QUL | Immunohistochemistry Assay, Antibody, Folr1 | 3 |  | N | N |  | 864.186 | 2 | The FOLR1 antibody is a qualitative immunohistochemical antibody intended to identify FOLR1 protein expression in human clinical tissue specimens. The FOLR-1 antibody is indicated as an aid in identifying patients eligible for treatment with specific FDA approved therapeutic drugs. | The device includes a monoclonal primary antibody and accessory reagents, including secondary antibodies, buffers, substrates, and counterstains. The device may be intended for manual or automated staining methods. | The test uses a primary monoclonal antibody to detect the presence of expressed antigen protein in fixed tissue specimens. Antibody-antigen complexes are visualized using an enzyme conjugated primary or secondary antibody to catalyze a color-producing reaction. | Formalin-fixed paraffin-embedded (FFPE) Human clinical tissue specimens | N | N | Ineligible
PA | HE | QZJ | Immunohistochemistry Assay, Antibody, Claudin 18 | 3 |  | N | N |  | 864.186 | 2 | The Claudin 18 antibody is a qualitative immunohistochemical antibody intended to identify CLDN18 protein expression in human clinical tissue specimens. The CLDN18 antibody is indicated as an aid in identifying patients eligible for treatment with specific FDA approved therapeutic drugs. | The device includes a monoclonal primary antibody and accessory reagents, including secondary antibodies, buffers, substrates, and counterstains. The device may be intended for manual or automated staining methods. | The test uses a primary monoclonal antibody to detect the presence of expressed antigen protein in fixed tissue specimens. Antibody-antigen complexes are visualized using an enzyme conjugated primary or secondary antibody to catalyze a color-producing reaction. | Human clinical tissue specimens | N | N | Ineligible
PA | HE | SBL | Immunohistochemistry Assay, Antibody, Melanoma-Associated Antigen A4 | 3 |  | N | N |  | 864.186 | 2 | Melanoma-associated antigen A4 (MAGE-A4) antibody is a qualitative immunohistochemical antibody, intended for use in the detection of MAGE-A4 protein expression in human clinical tissue specimens. The MAGE A4 antibody is indicated as an aid in identifying patients eligible for treatment with specific FDA approved therapeutic drugs. | The device includes a monoclonal primary antibody and accessory reagents, including secondary antibodies, buffers, substrates, and counterstains. The device may be intended for manual or automated staining methods. | The test uses a primary monoclonal antibody to detect the presence of expressed antigen protein in fixed tissue specimens. Antibody-antigen complexes are visualized using an enzyme conjugated primary or secondary antibody to catalyze a color-producing reaction. | Human clinical tissue specimens. | N | N | Ineligible
PA | HE | SER | Immunohistochemistry Assay, Antibody, Met | 3 |  | N | N |  | 864.186 | 2 | The MET antibody is a qualitative immunohistochemical antibody intended to identify MET protein expression in human clinical tissue specimens. The MET antibody is indicated as an aid in identifying patients eligible for treatment with specific FDA approved therapeutic drugs. | The device includes a monoclonal primary antibody and accessory reagents, including secondary antibodies, buffers, substrates, and counterstains. The device may be intended for manual or automated staining methods. | The test uses a primary monoclonal antibody to detect the presence of expressed antigen protein in fixed tissue specimens. Antibody-antigen complexes are visualized using an enzyme conjugated primary or secondary antibody to catalyze a color-producing reaction. | Human clinical tissue specimens | N | N | Ineligible
PA | HE | SFS | Revumenib Eligibility Detection System | 2 |  | N | N |  | 864.1885 | 1 | A revumenib eligibility detection system is identified as a prescription in vitro diagnostic device intended for the qualitative detection of structural abnormalities of chromosome 11 in specimens from patients with acute leukemia for the purpose of identifying patients who may benefit from treatment with revumenib, in accordance with the approved therapeutic product labeling. | The test kits may include fluorescence labeled DNA probes, hybridization buffers, and a counterstain. Should not include devices using non-in situ hybridization methods or for devices intended for monitoring of residual disease. | Bone marrow cells of interest are hybridized with nucleic acid probes for determining the presence KMT2A rearrangements using fluorescence in situ hybridization to determine drug therapeutic eligibility. Hybridization may be performed manually or using an automated stainer. | Human clinical hematolymphoid specimens | N | N | Ineligible
PA | IM | DAA | Igg, Peroxidase, Antigen, Antiserum, Control | 2 |  | N | Y |  | 866.551 | 1 |  |  |  |  | N | N | Eligible
PA | IM | DEP | Lambda, Peroxidase, Antigen, Antiserum, Control | 2 |  | N | Y |  | 866.555 | 1 |  |  |  |  | N | N | Eligible
PA | IM | DEY | Igm, Peroxidase, Antigen, Antiserum, Control | 2 |  | N | Y |  | 866.555 | 1 |  |  |  |  | N | N | Eligible
PA | IM | DFD | Kappa, Peroxidase, Antigen, Antiserum, Control | 2 |  | N | Y |  | 866.555 | 1 |  |  |  |  | N | N | Eligible
PA | IM | DGH | Igd, Peroxidase, Antigen, Antiserum, Control | 2 |  | N | Y |  | 866.551 | 1 |  |  |  |  | N | N | Eligible
PA | IM | DGO | Ige, Peroxidase, Antigen, Antiserum, Control | 2 |  | N | Y |  | 866.551 | 1 |  |  |  |  | N | N | Eligible
PA | IM | DHF | D/Km-1, Antigen, Antiserum, Control | 1 |  | N | N |  | 866.5065 | 4 |  |  |  |  | N | N | Eligible
PA | IM | LYE | Cytokeratins | 2 |  | N | Y |  | 866.555 | 1 |  |  |  |  | N | N | Eligible
PA | IM | NQI | System, Immunomagnetic, Circulating Cancer Cell, Enumeration | 2 |  | N | N |  | 866.602 | 1 | In vitro diagnostic device to aid in the enumeration of immunomagnetically selected and fluorescently identified circulating tumor cells of epithelial origin in whole blood for prediction of cancer progression and survival. |  |  |  | N | N | Eligible
PA | IM | NTH | System, Automated Scanning Microscope And Image Analysis For Fluorescence In Situ Hybridization (Fish) Assays | 2 |  | N | N |  | 866.47 | 1 |  |  |  |  | N | N | Eligible
PA | IM | NTW | System, Blood Collection, Rna Stabilization, Rna Purification, Rt-Pcr Molecular Diagnostic Test | 2 |  | N | N |  | 866.407 | 1 | System for collection, storage, and transport of whole blood and stabilization of intracellular rna with subsequent isolation and purification of host rna for rt-pcr used in molecular diagnostic testing |  |  |  | N | N | Eligible
PA | IM | NUA | System, Cystic Fibrosis Transmembrane Conductance Regulator, Gene Mutation Detection | 2 |  | N | N |  | 866.59 | 1 | The cftr gene mutation detection system is a device used to simultaneously detect and identify a panel of mutations and variants in the cftr gene. It is intended as an aid in confirmatory diagnostic testing of individuals with suspected cystic fibrosis (cf), carrier identification, and newborn screening. This device is not intended for stand-alone diagnostic purposes, prenatal diagnostic, pre-implantation or population screening. | Multiplex qualitative amplification based detection system. Should not include devices which use sequencing based detection methods. | Uses multiplex polymerase chain reaction to amplify specific DNA variants located on the CFTR gene using non-sequencing based methods. | Human peripheral whole blood or clinical samples. | N | N | Eligible
PA | IM | NYI | Classifier, Prognostic, Recurrence Risk Assessment, Rna Gene Expression, Breast Cancer | 2 |  | N | N |  | 866.604 | 1 | A device which uses a gene expression profile of a breast cancer tumor, from patients stage i or stage ii lymph node negative, with a tumor size of <5.0 cm, to provide a risk assessment for distant recurrence of breast cancer. The result is indicated for use only as a prognostic marker by physicians along with a number of other factors to assess the risk of recurrence of breast cancer. | RNA isolation kits, enzymes, fluorescent dyes, hybridization systems, computer | Uses Gene expression and computer algorithm that gives risk of recurrence. Gene expression involves isolation of RNA from frozen tumor tissue sections, amplification of RNA and hybridization. | breast tumor tissue sections | N | N | Eligible
PA | IM | OVQ | Chronic Lymphocytic Leukemia Fish Probe Kit | 2 |  | N | Y |  | 866.604 | 1 | The CLL FISH Probe Kit is intended to detect deletion of the LSI TP53, LSI ATM, and LSI D13S319 probe targets and gain of the D12Z3 sequence in peripheral blood specimens from untreated patients with B-cell chronic lymphocytic leukemia (CLL). The assay may be used to dichotomize CLL (the 13q-, +12, or normal genotype group versus the 11q- or 17p- group) and may be used as an aid in determining disease prognosis in combination with additional biomarkers, morphology and other clinical information. | Reagents for B-cell chronic lymphocytic leukemia prognosis | Fluorescent in situ hybridization | B-cell chronic lymphocytic leukemia | N | N | Eligible
PA | IM | OWK | Early Growth Response 1 (Egr) Fish Probe Kit | 2 |  | N | Y |  | 866.604 | 1 | The egr1 fish probe kit is intended to detect deletion of the lsi egr1 probe target in bone marrow specimens and may be used, in addition to cytogenetics, other biomarkers, morphology, and other clinical information, at the time of diagnosis as an aid in determining the prognosis of acute myeloid leukemia (aml) patients. | Device is a kit containing labeled FISH Probes | Detection of Early Growth Response Gene (EGR1) by fluorescence in-situ hybridization. | Not applicable | N | N | Eligible
PA | IM | OWM | Prostate-Specific Antigen (Psa) For Prognostic, Recurrence Risk Assessment Of Prostate Cancers | 2 |  | N | N |  | 866.604 | 1 | Determines rate of increase of total prostate specific antigen at ultrasensitive concentration levels (picogram/ml serum), and identifies those patients following prostatectomies which are at reduced risk for recurrence of prostate cancer. | Capture antidbody, DNA-labeled antibody and PCR reagents. Software | Uses Immuno-PCR technology. Ultrasensitive levels (picograms/ml concentration) of total prostate specific antigen are captured in a sandwich immunoassay using DNA-labeled antibody. The sandwich is detected by Polymerase Chain Reaction exponential amplification. Rate of increase in PSA concentration over a time period is determined by computer software. | Serum | N | N | Eligible
PA | IM | OXP | Dna-Probe Kit, Human Chromosome X And Y, Bmt Engraftment | 2 |  | N | Y |  | 866.601 | 1 | X/Y DNA probe kit is intended to detect alpha satellite sequences in the centromere of chromosome (Chr) X and satellite III DNA at Yq12 of Chr Y along with routine diagnostic cytogenetic testing. It is indicated for use as an adjunct to standard cytogenetic analysis for identifying and enumerating Chr X and Y via FISH in interphase nuclei and metaphase spreads obtained from bone marrow (BM) specimens in recipients of opposite-sex BM transplantation (BMT) for hematological disorders. It is not intended to be used as a stand alone assay for test reporting; in subjects with like-sex BMT; in diagnostic testing or screening for constitutional X and Y Chr aneuploidies. | Reagents for monitoring engraftment of sex mismatched bone marrow transplantation for hematological disorders | fluorescence in situ hybridization (FISH) | opposite-sex bone marrow transplantation for hematological disorders | N | N | Eligible
PA | IM | OYU | Dna-Probe Kit, Human Chromosome | 2 |  | N | N |  | 866.47 | 1 | Detection of alpha satellite sequences in the centromere regions of human chromosomes in conjunction with routine diagnostic cytgenetic testing. It is indicated for use as an adjunct to standard cytogenetic methaphase analysis a identifying and enumerating human chromosomes via fluorescence in situ hybridization (FISH) in metaphase cells and interphase nuclei of human cells. It is not intended to be used as a stand alone assay for test reporting or clinical diagnosis. FISH results are intended to be reported and interpreted only in conjunction with results of standard cytogenetic analysis, performed concurrently, utilizing the same patient specimen. | Reagents for identifying and enumerating human chromosomes | fluorescence in situ hybridization (FISH) | human cells | N | N | Eligible
PA | IM | OYV | Inherited Nucleotide Repeat Disorder Dna Test | 2 |  | N | N |  | 866.597 | 1 | An inherited nucleotide repeat disorder DNA test is a prescription in vitro diagnostic test that is intended to detect and identify the number of nucleotide repeats in a gene using genomic DNA isolated from post-natal patient specimens. It is solely intended as an aid for carrier testing and as an aid for the diagnosis of inherited nucleotide repeat-associated disorders. Assay results are solely intended to be used in conjunction with other clinical and diagnostic findings. These tests do not include those indicated for use for fetal diagnostic testing or newborn screening. | Gene region specific amplification test system. | Uses polymerase chain reaction (PCR) and amplicon fragment sizing on a DNA genetic analyzer or capillary electrophoresis platform to determine the number of triplet repeats. | Peripheral human whole blood or human tissue. | N | N | Eligible
PA | IM | OZF | Tissue Rna Preservative For Collection, Storage, And Transportation | 2 |  | N | N |  | 866.407 | 1 | The human tissue RNA preservation collection, storage, and transportation tube is a single-use, prefilled container intended for the collection, storage, and transportation of fresh human tissue specimens for subsequent RNA isolation and further molecular diagnostic testing. | consists of different sized tubes and volumes of preservative solution with a leak proof polyethylene cap. | Uses a special tissue preservation solution to preserve and stabilize RNA in tissue specimen for transport and later isolation and testing. | Human tissue biopsy specimen. | N | N | Eligible
PA | IM | PFR | System, Cystic Fibrosis Transmembrane Conductance Regulator Gene, Mutations & Variants Panel Sequencing Detection | 2 |  | N | N |  | 866.59 | 1 | The CFTR gene mutation detection system is used to simultaneously detect and identify a specified panel of mutations and variants in the CFTR gene using sequencing methods. It is intended for carrier screening, as an aid in confirmatory diagnostic testing of individuals with suspected cystic fibrosis (CF), and as an initial test to aid in the diagnosis of individuals with suspected CF. It is not intended for stand-alone diagnostic purposes, prenatal diagnostic, or pre-implantation screening. | Multiplex qualitative amplification based test system. The device may include a use for newborn screening. Should not include devices using non-sequencing based detection methods. | The assay uses multiplex polymerase chain reaction to amplify and identify a specific panel of DNA variants located on the CFTR gene with DNA sequencing based detection methods. Variants are identified by comparison to a specified reference sequence. | Human peripheral whole blood or clinical samples | N | N | Eligible
PA | IM | PFS | System, Cystic Fibrosis Transmembrane Conductance Regulator Gene, Variant Gene Sequence Detection | 2 |  | N | N |  | 866.59 | 1 | The CFTR gene variant detection system is used to sequence specified regions of the CFTR gene to detect gene variants. It is intended as an aid in confirmatory diagnostic testing of individuals with suspected cystic fibrosis (CF), those with atypical or non-classic presentation of CF, or when other mutation panels have failed to identify both causative mutations. It is not intended for screening (carrier, newborn, population, or pre-implantation), prenatal diagnostic, or used for stand-alone diagnostic purposes | Multiplex qualitative amplification with DNA sequencing detection methods. Should not include devices using non-sequencing based detection methods. | Uses multiplex polymerase chain reaction to amplify and sequence specific regions of the CFTR gene with DNA sequencing based detection method. Variants are identified by comparison to a specified reference sequence. | Human peripheral whole blood or clinical samples | N | N | Eligible
PA | IM | PFX | System, Microarray-Based, Genome-Wide, Postnatal Chromosomal Abnormality Detection | 2 |  | N | N |  | 866.592 | 1 | A microarray-based, genome-wide, postnatal chromosomal abnormality detection system is used to qualitatively detect constitutional gains and losses in chromosomal copy numbers across the human genome using microarray methods. It is intended as an aid in the postnatal diagnosis of developmental delay and/or intellectual disability (DD/ID), congenital anomalies, and dysmorphic features in conjunction with other clinical information currently used in postnatal diagnosis. It is not intended to be used for standalone diagnostic purposes, prenatal or pre-implantation testing or screening, population screening, or for the detection of, or screening for, acquired or somatic genetic aberrations. | The test system consists of a multiplex qualitative amplification based test system which may utilize different types of microarrays and/or probes to represent the whole genome. The device may integrate scanning, reagent handling, hybridization, washing, dedicated instrument control, data acquisition software, raw data storage mechanisms and other essential hardware components along with the signal reader unit. Should not include devices intended for prenatal use (i.e., diagnostic testing or screening) or for detection of, or screening for, acquired or somatic genetic aberrations (e.g., cancer). | The test system uses amplification of extracted genomic DNA followed by hybridization of the amplified, labeled fragments to homologous probes on a microarray. The system uses signal intensities from the bound probes as the basis for determination of copy number variation. Results may also include copy neutral loss of heterozygosity (CNLOH), and detection of mosaicism. The microarray may use different probe sizes and densities across different regions of the genome. | Human peripheral whole blood or clinical samples | N | N | Eligible
PA | IM | PKB | Autosomal Recessive Carrier Screening Gene Mutation Detection System | 2 |  | N | N |  | 866.594 | 1 | Autosomal recessive carrier screening gene mutation detection system is a qualitative in vitro molecular diagnostic system used for genotyping of clinically relevant variants in genomic DNA isolated from human peripheral whole blood or saliva specimens intended for prescription use or over-the-counter use. The device is intended for autosomal recessive disease carrier screening in adults of reproductive age. The device is not intended for copy number variation, cytogenetic, or biochemical testing. | Multiplex microarray based detection system | Microarray based method to detect genomic DNA mutations | human clinical specimens | N | N | Ineligible
PA | IM | PZJ | Lynch Syndrome Test System | 2 |  | N | N |  | 864.1866 | 1 | The Lynch syndrome test system is used to identify loss of DNA mismatch repair proteins or microsatellite instability in tumor tissue from cancer patients for the purpose of identifying patients who may benefit from additional testing for the inherited cancer predisposition Lynch Syndrome | The test may include detection reagents, instrument systems and software. May also include specimen handling and processing methods | The test uses immunohistochemistry, DNA amplification, or DNA sequencing based methods to identify defects in DNA mismatch repair proteins and/or microsatellite instability in tumor tissue. Deficiencies or defects in DNA mismatch repair proteins and/or microsatellite instability are identified by comparison to a paired normal specimen | Human tissue or peripheral blood for normal comparision | N | N | Ineligible
PA | IM | QSA | Circulating Tumor Cell (Ctc) Enrichment Device | 2 |  | N | N |  | 866.611 | 1 | A circulating tumor cell enrichment device is an in vitro diagnostic device used to enrich circulating tumor cells from the peripheral blood of patients diagnosed with cancer for subsequent in vitro diagnostic testing. | The device includes single-use cassettes for the size-based CTC retention and an automated fluidic handling system. | Capturing and harvesting rare cells (e.g. CTCs) from blood is based on cell size and deformability (i.e. compressibility). The isolation/capture mechanism is a purely physical method rather than a chemical or biological one, and therefore epitope independent and consequently agnostic to cellular phenotype. | Metastatic cancer patient blood for enrichment of CTCs for subsequent analysis. | N | N | Ineligible
PA | MG | OYX | Bcr/Abl1 Monitoring Test | 2 |  | N | N |  | 866.606 | 1 | A BCR/ABL1 Monitoring Test is a quantitative in vitro diagnostic device used to monitor the BCR/ABL1 to ABL1 ratio by reverse-transcriptase quantitative polymerase chain reaction (RQ-PCR) on whole blood or bone marrow of diagnosed Philadelphia chromosome positive (Ph+) chronic myeloid leukemia (CML) patients expressing BCR-ABL1 fusion transcripts such as e13a2 and/or e14a2. It is intended for use during monitoring of treatment response by reporting results on the international scale (%IS) and as log molecular reduction (MR) value. | Multiplex quantitative RT-PCR assay to detect chromosome translocation fusion transcripts and control transcripts test system. | The test uses multiplex reverse�transcriptase polymerase chain reaction to detect and determine BCR-ABL1 (such as e13a2 and/or e14a2) fusion transcript levels and quantifies them relative to levels of ABL1 transcript (or other validated control gene). The test may utilize other technologies and/or quantification methods. | Peripheral human whole blood or bone marrow. | N | N | Eligible
PA | MG | PSU | Jak2 Gene Mutation Detection Test | 2 |  | N | N |  | 866.607 | 1 | The JAK2 gene mutation detection system is a device used to detect mutations and variants in the JAK2 gene. It is intended for use as an adjunct to evaluation of suspected Polycythemia Vera, in conjunction with other clinicopathological factors. | The test utilizes a multiplex qualitative amplification based detection system. It may also utilize other technologies and/or quantification methods. | The test is a quantitative real time PCR that uses specific primers and probes for selective amplification of mutant and wild type alleles for detection of gene mutations. | Human peripheral whole blood. | N | N | Eligible
PA | MG | QAZ | Cancer Predisposition Risk Assessment System | 2 |  | N | N |  | 866.609 | 1 | A qualitative in vitro molecular diagnostic system used for the detection of select variants in specified cancer-related genes. The device is intended to be used on genomic DNA isolated from human specimens collected by the user. The results of the test provide users with a genetic health risk assessment for developing certain cancers. The test may not include all variants associated with a predisposition of developing cancer and is not intended to describe a person�s overall risk of developing any type of cancer nor to aid in determination of treatment or act as a substitute for recommended cancer screenings or appropriate follow-up. The device is for over-the-counter use. | The test system consists of reagents, instrumentation, software, and instructions needed to understand the test report. The test system includes a collection device, instructions for collecting the specimen, and a pre-addressed shipping label and materials is provided separately to the customer. Should not include tests intended for prescription use, intended to aid in diagnosis or prognosis of cancer, or intended to make or recommend treatment decisions. | The test system uses multiplex technology to amplify, detect, and identify nucleic acid variants located in specified genes associated with hereditary cancer risk. Variants are identified by comparison to a specified reference sequence, and genetic risk assessment of developing certain cancers is based on scientifically established disease-risk association for each variant. The test is intended to be used as a direct-to-consumer, over-the-counter genomic DNA testing service. | Human clinical specimens (e.g., saliva) collected by the user/customer. | N | N | Ineligible
PA | MG | QDI | Fish Based Detection Of Chromosomal Abnormalities From Patients With Hematologic Malignancies | 2 |  | N | Y |  | 864.188 | 1 | Fluorescence In Situ Hybridization (FISH) Test for Hematologic Malignancies is used to detect chromosomal abnormalities in human specimens from patients with hematologic malignancies. The test is indicated for the clinical management of patients consistent with World Health Organization (WHO) guidelines and in conjunction with other clinical and diagnostic criteria. The results are to be interpreted by a pathologist or equivalent professional. | The test kits may include fluorescence labeled DNA probes, hybridization buffers, and a counterstain | Fluorescence in situ hybridization | Human bone marrow and peripheral blood specimens | N | N | Ineligible
PA | MG | QNC | Whole Exome Sequencing Constituent Device | 2 |  | N | N |  | 866.6 | 1 | A whole exome sequencing constituent device is for germline whole exome sequencing of genomic deoxyribonucleic acid (DNA) isolated from human specimens. The DNA sequence generated by this device is intended as input for clinical germline DNA assays that have FDA marketing authorization and are intended for use with this device. | Consists of reagents, instrumentation, software and instructions. | Uses high throughput, massive parallel exon sequencing including molecular reagents for library preparation, sequencing, target enrichment, sequencing instrumentation and bioinformatics software. May also include collection device and software for generating user defined test reports. | Human specimens | N | N | Ineligible
PA | PA | HZI | Acid, Osmic | 1 |  | Y | N |  | 864.401 | 4 |  |  |  |  | N | N | Eligible
PA | PA | IAL | Iodine (Tincture) | 1 |  | Y | N |  | 864.401 | 4 |  |  |  |  | N | N | Eligible
PA | PA | IAM | Solution, Lugol'S | 1 |  | Y | N |  | 864.401 | 4 |  |  |  |  | N | N | Eligible
PA | PA | IAT | Syrup, Gum, Apathy'S | 1 |  | Y | N |  | 864.401 | 4 |  |  |  |  | N | N | Eligible
PA | PA | IAW | Collodion | 1 |  | Y | N |  | 864.401 | 4 |  |  |  |  | N | N | Eligible
PA | PA | IAY | Colchicine | 1 |  | Y | N |  | 864.401 | 4 |  |  |  |  | N | N | Eligible
PA | PA | IBA | Streptolysin O | 1 |  | N | N |  | 864.44 | 4 |  |  |  |  | N | N | Eligible
PA | PA | IBC | Diastase | 1 |  | N | N |  | 864.44 | 4 |  |  |  |  | N | N | Eligible
PA | PA | IBD | Hyaluronidase | 1 |  | N | N |  | 864.44 | 4 |  |  |  |  | N | N | Eligible
PA | PA | IBE | Neuramininase (Sialidase) | 1 |  | N | N |  | 864.44 | 4 |  |  |  |  | N | N | Eligible
PA | PA | IBF | Papain | 1 |  | N | N |  | 864.44 | 4 |  |  |  |  | N | N | Eligible
PA | PA | IBG | Trypsin | 1 |  | N | N |  | 864.44 | 4 |  |  |  |  | N | N | Eligible
PA | PA | IBJ | Light, Microscope | 1 |  | Y | N |  | 864.36 | 4 |  |  |  |  | N | N | Eligible
PA | PA | IBK | Microscope, Fluorescence/U.V. | 1 |  | Y | N |  | 864.36 | 4 |  |  |  |  | N | N | Eligible
PA | PA | IBL | Microscope, Inverted Stage, Tissue Culture | 1 |  | Y | N |  | 864.36 | 4 |  |  |  |  | N | N | Eligible
PA | PA | IBM | Microscope, Phase Contrast | 1 |  | Y | N |  | 864.36 | 4 |  |  |  |  | N | N | Eligible
PA | PA | IDL | Microtome, Accessories | 1 |  | Y | N |  | 864.301 | 4 |  |  |  |  | N | N | Eligible
PA | PA | IDM | Microtome, Ultra | 1 |  | Y | N |  | 864.301 | 4 |  |  |  |  | N | N | Eligible
PA | PA | IDN | Microtome, Freezing Attachment | 1 |  | Y | N |  | 864.301 | 4 |  |  |  |  | N | N | Eligible
PA | PA | IDO | Microtome, Rotary | 1 |  | Y | N |  | 864.301 | 4 |  |  |  |  | N | N | Eligible
PA | PA | IDP | Microtome, Cryostat | 1 |  | Y | N |  | 864.301 | 4 |  |  |  |  | N | N | Eligible
PA | PA | IDQ | Infiltrator | 1 |  | Y | N |  | 864.301 | 4 |  |  |  |  | N | N | Eligible
PA | PA | IDR | Ovens, Paraffin | 1 |  | Y | N |  | 864.301 | 4 |  |  |  |  | N | N | Eligible
PA | PA | IDS | Melting Pot, Paraffin | 1 |  | Y | N |  | 864.301 | 4 |  |  |  |  | N | N | Eligible
PA | PA | IDT | Apparatus, Melting Point, Paraffin | 1 |  | Y | N |  | 864.301 | 4 |  |  |  |  | N | N | Eligible
PA | PA | IDW | Dispensers, Paraffin | 1 |  | Y | N |  | 864.301 | 4 |  |  |  |  | N | N | Eligible
PA | PA | IDX | Sieves, Tissue | 1 |  | Y | N |  | 864.301 | 4 |  |  |  |  | N | N | Eligible
PA | PA | IDY | Bath, Flotation, Tissue | 1 |  | Y | N |  | 864.301 | 4 |  |  |  |  | N | N | Eligible
PA | PA | IDZ | Cassettes, Tissue | 1 |  | Y | N |  | 864.301 | 4 |  |  |  |  | N | N | Eligible
PA | PA | IEG | Table, Slide Warming | 1 |  | Y | N |  | 864.301 | 4 |  |  |  |  | N | N | Eligible
PA | PA | IEH | Lamps, Slide Warming | 1 |  | Y | N |  | 864.301 | 4 |  |  |  |  | N | N | Eligible
PA | PA | IEO | Processor, Tissue, Automated | 1 |  | N | N |  | 864.3875 | 4 |  |  |  |  | N | N | Eligible
PA | PA | IER | Polyethylene Glycol (Carbowax) | 1 |  | Y | N |  | 864.401 | 4 |  |  |  |  | N | N | Eligible
PA | PA | IEX | Gelatin | 1 |  | Y | N |  | 864.401 | 4 |  |  |  |  | N | N | Eligible
PA | PA | IEZ | Celloidin | 1 |  | Y | N |  | 864.401 | 4 |  |  |  |  | N | N | Eligible
PA | PA | IFB | Cytocentrifuge | 1 |  | N | N |  | 864.33 | 4 |  |  |  |  | N | N | Eligible
PA | PA | IFF | Solution, Decalcifier, Electrolytic | 1 |  | Y | N |  | 864.401 | 4 |  |  |  |  | N | N | Eligible
PA | PA | IFH | Solution, Zenker'S | 1 |  | Y | N |  | 864.401 | 4 |  |  |  |  | N | N | Eligible
PA | PA | IFI | Sprays, Synthetic, Smear | 1 |  | Y | N |  | 864.401 | 4 |  |  |  |  | N | N | Eligible
PA | PA | IFJ | Fixative, Richardson Glycol | 1 |  | Y | N |  | 864.401 | 4 |  |  |  |  | N | N | Eligible
PA | PA | IFL | Polyethylene Glycol Preservative | 1 |  | Y | N |  | 864.401 | 4 |  |  |  |  | N | N | Eligible
PA | PA | IFN | Solution, Orth'S | 1 |  | Y | N |  | 864.401 | 4 |  |  |  |  | N | N | Eligible
PA | PA | IFP | Formalin, Neutral Buffered | 1 |  | Y | N |  | 864.401 | 4 |  |  |  |  | N | N | Eligible
PA | PA | IFQ | Formulations, Mercuric Chloride For Tissue | 1 |  | Y | N |  | 864.401 | 4 |  |  |  |  | N | N | Eligible
PA | PA | IFT | Glutaraldehyde | 1 |  | Y | N |  | 864.401 | 4 |  |  |  |  | N | N | Eligible
PA | PA | IFY | Gelatin-Formalin | 1 |  | Y | N |  | 864.401 | 4 |  |  |  |  | N | N | Eligible
PA | PA | IFZ | Gelatin For Specimen Adhesion | 1 |  | Y | N |  | 864.401 | 4 |  |  |  |  | N | N | Eligible
PA | PA | IGB | Solution, Formalin-Sodium Acetate | 1 |  | Y | N |  | 864.401 | 4 |  |  |  |  | N | N | Eligible
PA | PA | IGC | Formalin-Saline | 1 |  | Y | N |  | 864.401 | 4 |  |  |  |  | N | N | Eligible
PA | PA | IGD | Solution, Formol Calcium | 1 |  | Y | N |  | 864.401 | 4 |  |  |  |  | N | N | Eligible
PA | PA | IGE | Solution, Formalin Ammonium Bromide | 1 |  | Y | N |  | 864.401 | 4 |  |  |  |  | N | N | Eligible
PA | PA | IGF | Solution, Formalin-Alcohol-Acetic Acid | 1 |  | Y | N |  | 864.401 | 4 |  |  |  |  | N | N | Eligible
PA | PA | IGG | Formaldehyde (Formalin, Formol) | 1 |  | Y | N |  | 864.401 | 4 |  |  |  |  | N | N | Eligible
PA | PA | IGM | Solution, Carnoy'S | 1 |  | Y | N |  | 864.401 | 4 |  |  |  |  | N | N | Eligible
PA | PA | IGN | Fluid, Bouin'S | 1 |  | Y | N |  | 864.401 | 4 |  |  |  |  | N | N | Eligible
PA | PA | IHJ | Blender, Sputum | 1 |  | Y | N |  | 864.301 | 4 |  |  |  |  | N | N | Eligible
PA | PA | JCB | Detergent | 1 |  | Y | N |  | 864.401 | 4 |  |  |  |  | N | N | Eligible
PA | PA | JCC | Ph Buffer | 1 |  | Y | N |  | 864.401 | 4 |  |  |  |  | N | N | Eligible
PA | PA | JCE | Solution, Isotonic | 1 |  | Y | N |  | 864.401 | 4 |  |  |  |  | N | N | Eligible
PA | PA | KDT | Container, Specimen Mailer And Storage, Sterile | 1 |  | N | N |  | 864.325 | 4 |  |  |  |  | N | N | Eligible
PA | PA | KDW | Container, Specimen Mailer And Storage, Temperature Controlled, Sterile | 1 |  | N | N |  | 864.325 | 4 |  |  |  |  | N | N | Eligible
PA | PA | KDX | Solution, Decalcifier, Acid Containing | 1 |  | Y | N |  | 864.401 | 4 |  |  |  |  | N | N | Eligible
PA | PA | KDY | Agent, Chelating For Decalcification | 1 |  | Y | N |  | 864.401 | 4 |  |  |  |  | N | N | Eligible
PA | PA | KDZ | Device, Decalcifier, Electrolytic | 1 |  | Y | N |  | 864.301 | 4 |  |  |  |  | N | N | Eligible
PA | PA | KEE | Osmium Tetroxide | 1 |  | Y | N |  | 864.401 | 4 |  |  |  |  | N | N | Eligible
PA | PA | KEG | Lamps, Microscope | 1 |  | Y | N |  | 864.36 | 4 |  |  |  |  | N | N | Eligible
PA | PA | KEH | Micrometers, Microscope | 1 |  | Y | N |  | 864.36 | 4 |  |  |  |  | N | N | Eligible
PA | PA | KEI | Condensers, Microscope | 1 |  | Y | N |  | 864.36 | 4 |  |  |  |  | N | N | Eligible
PA | PA | KEJ | Stages, Microscope | 1 |  | Y | N |  | 864.36 | 4 |  |  |  |  | N | N | Eligible
PA | PA | KEL | Adhesive, Albumin-Based | 1 |  | Y | N |  | 864.401 | 4 |  |  |  |  | N | N | Eligible
PA | PA | KEM | Agent, Clearing | 1 |  | Y | N |  | 864.401 | 4 |  |  |  |  | N | N | Eligible
PA | PA | KEO | Formulations, Paraffin, All | 1 |  | Y | N |  | 864.401 | 4 |  |  |  |  | N | N | Eligible
PA | PA | KEP | Media, Mounting, Oil Soluble | 1 |  | Y | N |  | 864.401 | 4 |  |  |  |  | N | N | Eligible
PA | PA | KEQ | Media, Mounting, Water Soluble | 1 |  | Y | N |  | 864.401 | 4 |  |  |  |  | N | N | Eligible
PA | PA | KER | Container, Embedding | 1 |  | Y | N |  | 864.301 | 4 |  |  |  |  | N | N | Eligible
PA | PA | KES | Coverslips, Microscope Slide | 1 |  | Y | N |  | 864.301 | 4 |  |  |  |  | N | N | Eligible
PA | PA | KET | Filters, Cell Collection, Tissue Processing | 1 |  | Y | N |  | 864.301 | 4 |  |  |  |  | N | N | Eligible
PA | PA | KEW | Slides, Microscope | 1 |  | Y | N |  | 864.301 | 4 |  |  |  |  | N | N | Eligible
PA | PA | KEY | Stainer, Tissue, Automated | 1 |  | N | N |  | 864.38 | 4 |  |  |  |  | N | N | Eligible
PA | PA | KFL | Microtome, Sliding | 1 |  | Y | N |  | 864.301 | 4 |  |  |  |  | N | N | Eligible
PA | PA | KIM | Device For Sealing Microsections | 1 |  | N | N |  | 864.34 | 4 |  |  |  |  | N | N | Eligible
PA | PA | KIN | Slide Stainer, Contact Type | 1 |  | N | N |  | 864.38 | 4 |  |  |  |  | N | N | Eligible
PA | PA | KIO | Slide Stainer, Immersion Type | 1 |  | N | N |  | 864.38 | 4 |  |  |  |  | N | N | Eligible
PA | PA | KJG | Tube, Tissue Culture | 1 |  | Y | N |  | 864.301 | 4 |  |  |  |  | N | N | Eligible
PA | PA | KPA | Slide Stainer, Automated | 1 |  | N | N |  | 864.38 | 4 |  |  |  |  | N | N | Eligible
PA | PA | LDW | Fixative, Acid Containing | 1 |  | Y | N |  | 864.401 | 4 |  |  |  |  | N | N | Eligible
PA | PA | LDX | Fixative, Metallic Containing | 1 |  | Y | N |  | 864.401 | 4 |  |  |  |  | N | N | Eligible
PA | PA | LDY | Fixative, Formalin-Containing | 1 |  | Y | N |  | 864.401 | 4 |  |  |  |  | N | N | Eligible
PA | PA | LDZ | Fixative, Alcohol Containing | 1 |  | Y | N |  | 864.401 | 4 |  |  |  |  | N | N | Eligible
PA | PA | LEA | Preservative, Cytological | 1 |  | Y | N |  | 864.401 | 4 |  |  |  |  | N | N | Eligible
PA | PA | LEB | Mounting Media | 1 |  | Y | N |  | 864.401 | 4 |  |  |  |  | N | N | Eligible
PA | PA | LEC | Grinder, Tissue | 1 |  | Y | N |  | 864.301 | 4 |  |  |  |  | N | N | Eligible
PA | PA | LIJ | Peroxidase Anti-Peroxidase Immunohistochemical Stain | 1 |  | N | N |  | 864.44 | 4 |  |  |  |  | N | N | Eligible
PA | PA | MJI | Specimen/Tissue, Identification Orientation | 1 |  | Y | N |  | 864.301 | 4 |  |  |  |  | N | N | Eligible
PA | PA | NNK | Container, Specimen Mailer And Storage, Non-Sterile | 1 |  | Y | N |  | 864.325 | 4 |  |  |  |  | N | N | Eligible
PA | PA | NNL | Container, Specimen Mailer And Storage, Temperature Controlled, Non-Sterile | 1 |  | Y | N |  | 864.325 | 4 |  |  |  |  | N | N | Eligible
PA | PA | PPM | General Purpose Reagent | 1 |  | Y | N |  | 864.401 | 4 | A general purpose reagent is a chemical reagent that has general laboratory application, that is used to collect, prepare, and examine specimens from the human body for diagnostic purposes, and that is not labeled or otherwise intended for a specific diagnostic application. It may be either an individual substance, or multiple substances reformulated, which, when combined with or used in conjunction with an appropriate analyte specific reagent (ASR) and other general purpose reagents, is part of a diagnostic test procedure or system constituting a finished in vitro diagnostic (IVD) test. | N/A | N/A | Diagnostic | N | N | Eligible
PA | PA | PRB | Cervical Intraepithelial Neoplasia (Cin) Test System | 2 |  | N | N |  | 864.1865 | 1 | The p16 CIN test system is a qualitative immunohistochemistry (IHC) test to assess the p16INK4a protein in formalin-fixed, paraffin-embedded (FFPE) cervical punch biopsy tissues. It is indicated as an adjunct to examination of hematoxylin and eosin (H&E) stained slide(s), to improve consistency in the diagnosis of CIN. Diagnosis of CIN presence or level should be based on H&E stained slide(s) and other clinical and laboratory test information. | The device may include a primary antibody and accessory reagents or other detection system. | The test uses a primary antibody, specific reagents or methods to detect p16INK4a protein in human clinical specimens. May include antibody-antigen protein complexes, which are visualized using an enzyme conjugated antibody or other detection systems or methods. | Human clinical specimens | N | N | Eligible
PA | PA | PSY | Whole Slide Imaging System | 2 |  | N | N |  | 864.37 | 1 | The whole slide imaging system is an automated digital slide creation, viewing, and management system intended as an aid to the pathologist to review and interpret digital images of surgical pathology slides prepared from formalin-fixed, paraffin-embedded (FFPE) tissue. The system generates digital images that would otherwise be appropriate for manual visualization by conventional brightfield microscopy. The whole slide imaging system is not intended for use with slides prepared from frozen tissue, cytology, and non-FFPE hematopathology specimens (e.g., peripheral blood smear). | The whole slide imaging system consists of an image management system, a scanner and associated software, and a display monitor. The whole slide imaging system does not include any automated Image Analysis Applications that would constitute computer aided detection or diagnosis. | The whole slide imaging system consists of an image management system, a scanner and associated software, and a display monitor. Pathologists view and interpret scanned digital images, employing appropriate processes to ensure the validity of the interpretation. The system may include web-based applications. | Surgical pathology slides prepared from formalin-fixed, paraffin-embedded (FFPE) tissue Not for use with slides prepared from frozen tissue, cytology, and non-FFPE hematopathology specimens. | N | N | Eligible
PA | PA | PZM | Next Generation Sequencing Based Tumor Profiling Test | 2 |  | N | Y |  | 866.608 | 1 | A next-generation sequencing based tumor profiling test is a qualitative in vitro diagnostic test intended to detect mutations in a broad panel of targeted genes that are somatically altered in malignant neoplasms from tumor specimens obtained from patients diagnosed with malignant solid neoplasms using targeted next-generation sequencing. | The test may also include specimen handling, nucleic acid purification methods, target enrichment, library preparation and sequencing reagents, instrument systems and software. | High throughput, massive parallel targeted sequencing including molecular reagents for target enrichment, library preparation and sequencing using multiplexed polymerase chain reactions , sequencing instrumentation and bioinformatics software. May also include unique algorithms based on sequencing results for the purpose of deriving a clinical decision point for a qualitative result output. | Human tumor tissue specimens and matched normal tissue or matched peripheral whole blood. | N | N | Ineligible
PA | PA | PZZ | Digital Pathology Display | 2 |  | N | Y |  | 864.37 | 1 | The digital pathology display device is intended for in vitro diagnostic use to display digital images of histopathology slides acquired from FDA-cleared whole-slide imaging scanners that are used for review and interpretation by trained pathologists. | Hardware and embedded software | Hardware and embedded software for displaying digital pathology images of tissue on glass slides. | Histopathology slides of human clinical tissue specimens | N | N | Ineligible
PA | PA | QDC | Dna-Based Test For Minimal Residual Disease For Hematologic Malignancies | 2 |  | N | N |  | 866.61 | 1 | A DNA-based test for minimal residual disease is an in vitro diagnostic device that identifies and quantifies specific nucleic acid sequences isolated from human specimens to estimate the percentage of cells that harbor the specific sequence(s). The test is intended to be used as an aid to measure minimal residual disease to monitor the change in burden of disease for patients with a hematological malignancy during and after treatment. The results should be interpreted by a pathologist or equivalent professional in conjunction with other clinical and laboratory findings. | Test consists of reagents, instrumentation, software and instructions needed to perform the test method. Should not include devices intended to measure or quantify circulating or cell-free nucleic acid sequences isolated from human plasma specimens. | This test uses polymerase chain reaction and/or sequencing-based methods to quantify specific nucleic acid sequences for the purpose of measuring minimal residual disease. The test may utilize other technologies and/or quantification methods | Human bone marrow aspirate and peripheral blood. Excludes circulating DNA in plasma. | N | N | Ineligible
PA | PA | QKQ | Digital Pathology Image Viewing And Management Software | 2 |  | N | N |  | 864.37 | 1 | Digital pathology image viewing and management software device is a software intended for viewing and management of digital images of scanned surgical pathology slides prepared from formalin-fixed paraffin embedded (FFPE) tissue. It is an aid to the pathologist to review and interpret these digital images for the purposes of primary diagnosis. | Software application and/or firmware, system components and accessories | Digital Pathology Image Viewing and Management Software device is a software-only device that runs under a specified operating system for displaying and manipulating digital pathology images of scanned glass slides obtained from an FDA approved or cleared whole slide image (WSI) scanner. These images are viewed and manipulated by end users which are displayed and viewed on an FDA approved or cleared computer display. Image analysis software including Artificial Intelligence (AI) or Machine Learning (ML) based image analysis software are not within the scope of this product code. | Scanned digital images of surgical pathology slides prepared from formalin-fixed paraffin embedded (FFPE) human-derived tissue | N | N | Ineligible
PA | PA | QPN | Software Algorithm Device To Assist Users In Digital Pathology | 2 |  | N | N |  | 864.375 | 1 | A software algorithm device to assist users in digital pathology is an in vitro diagnostic device intended to evaluate acquired scanned pathology whole slide images. The device uses software algorithms to provide information to the user about presence, location, and characteristics of areas of the image with clinical implications. Information from this device is intended to assist the user in determining a pathology diagnosis. | Software device that receives digitized pathology glass slide images as an input and provides the user with the identification, location and/or characterization of suspicious area(s) on the image as an output. | Analyzes digitized pathology glass slide images using machine learning algorithms to detect and diagnose lesions suspicious for cancer. | Human tissue biopsy digital images. | N | N | Ineligible
PA | PA | QVU | High Throughput Dna Sequencing For Hereditary Cancer Predisposition Assessment Test System. | 2 |  | N | N |  | 866.6095 | 1 | A high throughput DNA sequencing for hereditary cancer predisposition assessment test system is a qualitative in vitro diagnostic (IVD) system intended for analysis of human DNA extracted from human specimens to detect germline mutations in a panel of targeted cancer related genes. It is intended to aid in hereditary cancer predisposition assessment by qualified health care professionals in accordance with professional guidelines. The device is not intended for screening, prenatal testing or as a stand-alone diagnostic test. The device is for prescription use only. | The test system consists of reagents, DNA sequencing detection methods, and software. Should not include devices intended for over-the-counter use, intended to aid in diagnosis, prognosis or screening of cancer, pre-natal screening, or intended to make or recommend treatment decisions. | The test system uses high-throughput sequencing technology to amplify, detect, and identify nucleic acid variants located in specified genes associated with hereditary cancer predisposition. Variants are identified based on de novo sequencing or by comparison to a specified reference sequence. The test system may also include confirmatory testing for certain variants. Genetic predisposition assessment of developing certain cancers is based on scientifically established disease-risk association for each variant. | Human peripheral whole blood or other clinical samples | N | N | Ineligible
PA | PA | QYV | Digital Cervical Cytology Slide Imaging System With Artificial Intelligence Algorithm | 2 |  | N | N |  | 864.39 | 1 | The digital cervical cytology slide imaging system with artificial intelligence (AI) algorithm is a prescription in vitro diagnostic device consisting of an automated digital slide creation, viewing, and management system intended to aid in the review of digital images of slides prepared from Pap test specimens and conventional Pap smears by selecting and presenting areas of interest to facilitate interpretation by the reader. The AI software algorithm uses machine learning techniques to provide information to the user about the presence, location, or characteristics of areas of the image with clinical implications. Information from this device is intended to assist the user in rendering a cytology diagnosis. | System includes a digital imager and slide identification reader. Digital imager�s graphic, menu-driven interface may be accessed through a touch screen or connected computer. Slide images may be stored on a local or cloud server for review on an external computer using a dedicated software application. Includes an AI-based algorithm to identify objects of interest found on a digital image of the slide. System may be limited for use with specific Pap tests. | Digitizes and presents whole slide image and objects of interest on a display monitor from cytology Pap test glass slide images using artificial intelligence (AI) based algorithms to detect and/or characterize cells and other entities of clinical interest/significance. | Cytologic slide preparations of human liquid-based cervical cytology (Pap test) specimens. | N | N | Ineligible
PA | PA | SBY | High Throughput Sequencing Based Tumor Profiling Test Of Circulating Cell-Free Nucleic Acids | 2 |  | N | N |  | 866.6085 | 1 | A high throughput sequencing based tumor profiling test of circulating cell-free nucleic acids is a qualitative in vitro diagnostic test intended for next generation sequencing analysis of circulating cell-free nucleic acids from plasma samples collected from peripheral whole blood to detect mutations in a panel of targeted genes to aid in the management of previously diagnosed cancer patients by qualified health care professionals. The results of the test are not prescriptive or conclusive for use of any specific therapeutic product. | The test may include specimen handling, nucleic acid purification methods, library preparation, target enrichment, and sequencing reagents, instrument systems and software. Should not include devices intended to aid in the diagnosis, prognosis, screening of cancer, or make or recommend treatment decisions. | The test system uses high throughput sequencing technology, including molecular reagents for library preparation, target enrichment, and sequencing, sequencing instrumentation and bioinformatics software, to detect variants in cell free nucleic acids isolated from peripheral whole blood in specified genes associated with malignant neoplasms. | Human peripheral whole blood specimens | N | N | Ineligible
PA | PA | SFH | Pathology Software Algorithm Device Analyzing Digital Images For Cancer Prognosis | 2 |  | N | N |  | 864.3755 | 1 | A pathology software algorithm device analyzing digital images for cancer prognosis is a software intended to analyze scanned whole slide images (WSIs) from prostate biopsies prepared from formalin fixed paraffin-embedded (FFPE) tissue and stained using Hematoxylin & Eosin (H&E) stains. The device provides prognostic risk estimates which are intended to assist physicians with prognostic risk-based decisions along with other clinicopathological factors. The device is not intended to determine a clinical diagnosis. | Software device that receives digitized pathology glass slide images as an input and provides the user with prognostic risk estimates (e.g., Distant Metastasis). | Analyzes digitized pathology glass slide images using machine learning algorithms to provide prognostic risk estimates. | Human tissue biopsy images | N | N | Ineligible
PA |  | MAO | Dna-Probe, Human Chromosome |  | 1 | N | N |  |  | 1 |  |  |  |  | N | N | Eligible
PA |  | MKQ | Processor, Cervical Cytology Slide, Automated | 3 |  | N | N |  |  | 2 | It is a system that is used to collect and prepare cervical cytology specimens for Pap stain-based screening for cervical cancer. The specimens are collected and rinsed into a liquid preservative fluid from which they are then automatically filtered and deposited in a thin-layer on a glass microscope slide. They are stained and screened by a cytotechnologist and cytopathologist. |  |  |  | N | N | Ineligible
PA |  | MNM | Reader, Cervical Cytology Slide, Automated | 3 |  | N | N |  |  | 2 |  |  |  |  | N | N | Ineligible
PA |  | MTI | Kit, Cell Screening, Fetal |  | 4 | N | N |  |  | 3 |  |  |  |  | N | N | Eligible
PA |  | MVC | System, Test, Her-2/Neu, Ihc | 3 |  | N | N |  |  | 2 |  |  |  |  | N | N | Ineligible
PA |  | MVD | System, Test, Her-2/Neu, Nucleic Acid Or Serum | 3 |  | N | N |  |  | 2 |  |  |  |  | N | N | Eligible
PA |  | NSD | Test, Fluorescence In Situ Hybridization (Fish), For Bladder Cancer Detection And Monitoring For Recurrence | 3 |  | N | N |  |  | 2 | In vitro diagnostic test to detect aneuploidy for chromosomes 3, 7, 17 and loss of the 9p21 locus via fluorescence in situ hybridization (fish) in urine specimens from persons suspected of having bladder cancer. It is an adjunctive test for initial diagnosis of transitional cell carcinoma in symptomatic patients and subsequently monitoring for tumor recurrence in patients previously diagnosed with bladder cancer. |  |  |  | N | N | Ineligible
PA |  | NXG | Fluorescence In Situ Hybridization, Topoisomerase Ii Alpha, Gene Amplification And Deletion | 3 |  | N | N |  |  | 2 | Topoisomerase ii alpha (top2a) fluorescence in situ hybridization (fish) kit is to detect the top2a gene copy number changes (amplification and deletion) in breast cancer using formalin-fixed, paraffin-embeded human breast cancer tissue specimen. | Assay kit contains pre-treatment solution, TOP2A/CEN-17 probe mix, buffers, and fluorescence mounting medium | Fluorescence in situ hybridization, manual method | Formalin-fixed, paraffin-embeded human breast cancer tissue specimen | N | N | Ineligible
PA |  | OQS | Laboratory Developed Test |  | 6 | N | N |  |  | 7 | Laboratory Developed Test | In vitro diagnostic device | In vitro diagnostic device | In vitro diagnostic device | N | N | Eligible
PA |  | OTU | Research Use Only/Pathology |  | 6 | Y | N |  |  | 7 | For research use only and for products imported into the US only. | N/A | N/A | N/A | N | N | Eligible
PA |  | OWD | Somatic Gene Mutation Detection System | 3 |  | N | N |  |  | 2 | The somatic gene mutation detection system is an in vitro diagnostic nucleic acid amplification and real-time detection system for the identification of genetic mutations in DNA extracted from human tumor tissues. | Test consists of reagents, instrumentation, software and instructions needed to perform the test method. | In vitro amplification and detection of genomic DNA representing a somatic gene mutation from a cancerous specimen of interest. | Human clinical specimens of peripheral blood or bone marrow. | N | N | Ineligible
PA |  | OWE | Fluorescence In Situ Hybridization, Anaplastic Lymphoma Kinase, Gene Rearrangement | 3 |  | N | N |  |  | 2 | Anaplastic lymphoma kinase (ALK) fluorescence in situ hybridization (FISH) kit is to detect rearrangements involving the ALK gene in formalin-fixed, paraffin-embedded (FFPE) non-small cell lung cancer (NSCLC) tissue specimens. It is indicated to aid in the selection of patients for treatment with specific FDA approved therapeutic drugs. | Probe and accessory assay kits contains pre-treatment solution, ALK dual color break apart probe mix, buffers, counter stain, and fluorescence mounting medium | Fluorescence in situ hybridization. | Formalin-fixed, paraffin-embedded human non-small cell lung cancer tissue specimen | N | N | Ineligible
PA |  | PAN | Braf Mutation Kit |  | 3 | N | N |  |  | 3 | The BRAF mutation kit is a multiplex qualitative in vitro diagnostic device to identify specific BRAF mutations by multiplex polymerase chain reaction of genomic DNA extracted from formalin-fixed paraffin-embedded (FFPE) colorectal cancer or fine needle aspirated (FNA) thyroid tissue. It is intended to aid in the treatment decisions and risk stratification of patients diagnosed with colorectal or papillary thyroid cancer. | Multiplex qualitative DNA mutation amplification and detection test system. Should not include products not intended for export only or for products intended for re-importation into the USA. | The test uses multiplex qualitative polymerase chain reaction (PCR) and a multiplex test system (e.g., liquid bead array cytometry, etc.) to amplify and detect specific BRAF mutations. | Formalin-fixed paraffin-embedded (FFPE) colorectal cancer or fine needle aspirated (FNA) thyroid tissue. | N | N | Eligible
PA |  | PDD | Investigational Use Only - Pathology |  | 6 | Y | N |  |  | 7 | Investigational use only and for products imported into the US only. | N/A | N/A | N/A | N | N | Eligible
PA |  | PFU | Tissue Processing Kit |  | 6 | N | N |  |  | 7 | For the preparation of human tissue specimens for frozen sectioning and histological examination. | Freezing device, heat sink and a chuck with embeddign mold | The freezing device and heat sink are housed in an insulated box and the entire kit would be used at the dissecting bench, allowing users to freeze the sample for future cutting or slicing. | Any human tissue | N | N | Eligible
PA |  | PHP | System, Colorectal Neoplasia, Dna Methylation And Hemoglobin Detection | 3 |  | N | N |  |  | 2 | The colorectal neoplasia DNA methylation and hemoglobin detection system is a qualitative, non-invasive device used to screen for the detection of methylation of specific DNA markers associated with colorectal cancer and for the presence of occult hemoglobin in human specimens, including stool, blood, urine, and buccal swabs. It is intended as an aid in the detection of colorectal cancer or advanced adenomas in conjunction with diagnostic colonoscopy. It is indicated for use in adults 50 years or older, who are typical average-risk candidates for colorectal cancer (CRC) screening. | The device may be intended for manual or automated assay preparation. It may include specimen collection and preparation kits or reagents, and may utilize an algorithm for result determination. | The test uses bisulfite conversion of methylated DNA and polymerase chain reaction to detect methylation of specific DNA markers, and enzymatic detection is used to detect occult hemoglobin. | human stool, blood, plasma | N | N | Ineligible
PA |  | PJG | Cancer-Related Germline Gene Mutation Detection System | 3 |  | N | N |  |  | 2 | The germline gene mutation test system is an in vitro diagnostic nucleic acid amplification and detection system for the identification of genetic mutations in DNA extracted from human clinical specimens. | Test consists of reagents, instrumentation, software and instructions needed to perform the test method. | In vitro amplification and detection of genomic DNA representing a cancer-related germline gene mutation from a clinical specimen of interest | Human peripheral whole blood or clinical samples | N | N | Ineligible
PA |  | PKW | Immunohistochemistry Assay, Antibody, Anaplastic Lymphoma Kinase | 3 |  | N | N |  |  | 2 | The anaplastic lymphoma kinase (ALK) antibody is a qualitative immunohistochemical antibody intended to identify ALK protein expression in human clinical tissue specimens. The ALK antibody is indicated as an aid in identifying patients eligible for treatment with specific FDA approved therapeutic drugs. | The device includes a monoclonal primary antibody and accessory reagents, including secondary antibodies, buffers, substrates, and counterstains. The device may be intended for manual or automated staining methods. | The test uses a primary monoclonal antibody to detect the presence of expressed antigen protein in fixed tissue specimens. Antibody-antigen complexes are visualized using an enzyme conjugated primary or secondary antibody to catalyze a color-producing reaction. | Human clinical tissue specimens. | N | N | Ineligible
PA |  | PLS | Immunohistochemistry Assay, Antibody, Programmed Death-Ligand 1 | 3 |  | N | N |  |  | 2 | The programmed death-ligand 1 (PD-L1) antibody is a qualitative immunohistochemical antibody intended to identify PD-L1 protein expression in human clinical tissue specimens. The PD-L1 antibody is indicated as an aid in identifying patients eligible for treatment with specific FDA approved therapeutic drugs or to assess PD-L1 expression level in patients who may respond particularly well to specific FDA approved therapeutic drugs. | The device includes a monoclonal primary antibody and accessory reagents, including secondary antibodies, buffers, substrates, and counterstains. The device may be intended for manual or automated staining methods. | The test uses a primary monoclonal antibody to detect the presence of expressed antigen protein in fixed tissue specimens. Antibody-antigen complexes are visualized using an enzyme conjugated primary or secondary antibody to catalyze a color-producing reaction. | Human clinical tissue specimens | N | N | Ineligible
PA |  | PQP | Next Generation Sequencing Oncology Panel, Somatic Or Germline Variant Detection System | 3 |  | N | N |  |  | 2 | A next generation sequencing (NGS) oncology panel is a device used for the qualitative detection of germline or somatic variants in one or more cancer-related genes. The device is intended to be used on DNA or RNA isolated from human clinical specimens. | Multiplex, high-throughput next generation sequencing-based test system. The device may include hybridization- or amplification-based capture methods for library construction. Test consists of reagents, instrumentation, software, and instructions needed to perform the test method. | The assay uses next generation sequencing technology to sequence and identify nucleic acid variants located in specified genes associated with clinical cancer specimens. Variants are identified by comparison to a specified reference sequence. | Human clinical specimens | N | N | Eligible
PA |  | QFI | Synthetic Next-Generation Sequencing Quality Control And Filler Material |  | 3 | N | N |  |  | 3 | A synthetic next-generation sequencing filler material which contains an adapter-ligated library which allows users to run partial batches of next-generation sequencing assays by adding the material to sample pools to fill in for incomplete batched runs. | The reagent includes synthetic DNA sequences. | The material is a synthetic sequence material which can be added to sample pools immediately prior to loading the sequencer to allow sequencing runs to be processed that do not have a sufficient number of patient samples. The material may also be used to quality control sequencing metrics. | Not applicable. | N | N | Ineligible
PA |  | QFK | Tumor Gene Profiling Test |  | 3 | N | N |  |  | 3 | A next-generation sequencing based tumor profiling test is a qualitative in vitro diagnostic test intended to detect mutations in a broad panel of targeted genes that are somatically altered in malignant neoplasms from nucleic acids isolated from human clinical specimens obtained from patients diagnosed with malignant neoplasms using targeted next-generation sequencing. | The device may include specimen handling, nucleic acid purification methods, specialized molecular reagents for target enrichment, library preparation and sequencing reagents, instrument systems and software. May also include algorithms based on sequencing results for the purpose of deriving a clinical decision point for a qualitative result output. Should not include devices intended for re-importation. | The device utilizes high throughput, massively parallel targeted sequencing including molecular reagents for target enrichment, library preparation, and sequencing using multiplexed polymerase chain reactions, sequencing instrumentation, and bioinformatics software. May also include algorithms based on sequencing results for the purpose of deriving a clinical decision point for a qualitative result output. | Nucleic acids isolated from human clinical specimens [e.g., cell free, circulating tumor DNA (ctDNA) from human plasma, DNA isolated from formalin-fixed, paraffin-embedded tumor tissue, etc.] and matched normal tissue or peripheral whole blood. | N | N | Ineligible
PA |  | QQT | Immunohistochemistry Assay, Antibody, Ki-67 | 3 |  | N | N |  |  | 2 | The Ki-67 antibody is a qualitative immunohistochemical antibody intended to identify Ki-67 protein expression in human clinical tissue specimens. The KI-67 antibody is indicated as an aid in identifying patients eligible for treatment with specific FDA approved therapeutic drugs. | The device includes a monoclonal primary antibody and accessory reagents, including secondary antibodies, buffers, substrates, and counterstains. The device may be intended for manual or automated staining methods. | The test uses a primary monoclonal antibody to detect the presence of expressed antigen protein in fixed tissue specimens. Antibody-antigen complexes are visualized using an enzyme conjugated primary or secondary antibody to catalyze a color-producing reaction. | Formalin-fixed paraffin-embedded (FFPE) Human clinical tissue specimens. | N | N | Ineligible
PA |  | SBB | System, Colorectal Neoplasia, Rna Markers And Hemoglobin Detection | 3 |  | N | N |  |  | 2 | The colorectal neoplasia RNA and hemoglobin assay is a non-invasive, qualitative in vitro diagnostic intended for the detection of colorectal neoplasia associated RNA markers and for the presence of occult hemoglobin in human stool. The test is to aid in the detection of colorectal cancer (CRC) and advanced adenomas (AA). The test is not a replacement for diagnostic colonoscopy. It is indicated for use in adults 45 years or older, who are typical average-risk candidates for colorectal cancer (CRC) screening. A positive result may indicate the presence of CRC or AA and should be followed by a diagnostic colonoscopy. | The device includes reagents, enzymes, and buffers to amplify and detect the assay targets. The test may include a specimen collection kit that may include a stool sample, collection bucket, and sample preservative | The test uses polymerase chain reaction (PCR) to evaluate eukaryotic ribonucleic acid (RNA) markers and the enzymatic detection of occult hemoglobin in conjunction with other clinical characteristics to assess the likely presence of colorectal cancer and advanced adenomas. A single result, positive or negative, is determined based on the combination of results. Based on the combined results of the RNA markers, hemoglobin and smoking status, a single result, positive or negative is determined. | Human Clinical Specimens, Human Stool Samples | N | N | Ineligible
PA |  | SFL | Nucleic Acid Based Assay, Microsatellite Instability | 3 |  | N | N |  |  | 2 | The microsatellite instability (MSI) companion diagnostic is nucleic acid based (molecular) in vitro diagnostic device intended for the qualitative detection of a panel of molecular biomarkers for identification of MSI in human clinical tissue specimens. It reports MSI status as either Microsatellite Stable (MSS) or Microsatellite Instability-High (MSI-H). The MSI companion diagnostic is indicated as an aid in identifying patients eligible for treatment with specific FDA approved therapeutic drugs or to assess MSI status which may be associated with a better clinical response to specific FDA approved therapeutic drugs. | The device contains the reagents to perform sample preparation and nucleic acids extraction for Microsatellite Instability (MSI) detection. The device may include hardware and software to allow for data collection and analysis. | The test uses human clinical tissue specimens, from which nucleic acids are extracted and analyzed to determine the Microsatellite Instability (MSI) status. | Human clinical tissue specimens. | N | N | Ineligible
PA |  | SGD | Kit D816v Mutation Detection System |  |  | N | N |  |  | 6 | A KIT D816V mutation detection system is an in vitro diagnostic test intended for qualitative detection of KIT D816V mutational status from fresh bone marrow samples of patients with aggressive systemic mastocytosis using nucleic acid amplification and real time detection systems. The KIT D816V mutation detection system is indicated as an aid in the selection of aggressive systemic mastocytosis patients for whom Gleevec� (imatinib mesylate) treatment is being considered. | Test consists of reagents, instrumentation, software and instructions needed to perform the test method. | The device utilizes in vitro amplification and the detection of genomic DNA representing a somatic gene mutation from a cancerous hematologic specimen of interest. | Human peripheral blood or bone marrow specimens | N | N | Ineligible
PM | NE | GZC | Stimulator, Neuromuscular, Implanted | 3 |  | N | N |  | 882.586 | 2 | Call for PMAs to be filed by 7/13/99 per 64 FR 18329 on 4/14/99 |  |  |  | Y | N | Ineligible
PM | NE | QNX | External Compression Device For Internal Jugular Vein Compression | 2 |  | N | N |  | 890.305 | 1 | External compression device for internal jugular vein compression. An external compression device for internal jugular vein compression is a non-invasive device that is intended to increase intracranial blood volume to reduce the occurrence of specific changes in the brain following head impacts sustained from the environment of use. | A plastic neck collar with protuberances located at each end of the device. | The device is designed to lightly compress the sternocleidomastoid muscles in the neck, which is designed to provide compressive force to the internal jugular vein (IJV). The restriction in blood flow is designed to result in an increase in the volume of blood in the venous capacitance vessels within the skull. Whereas the brain generally has room to move slightly within the skull, the increased blood volume is intended to create a tighter fit and reduce intracranial movements within the skull. This is intended to reduce the movement of the brain within the cranial space, the device may aid in the protection of the brain from the effects of head impacts. | Neck | N | N | Ineligible
PM | NE | QOL | Electroencephalography (Eeg)-Driven Upper Extremity Powered Exerciser | 2 |  | N | N |  | 890.542 | 1 | An EEG-driven upper extremity powered exerciser is a non-invasive prescription device intended for rehabilitation by driving movement or exercise of an impaired upper extremity in response to the detection of purpose oriented electrical activity produced by the patient's brain. | Device includes components for recording EEG signals, moving the hand, and controlling the program. | The device relies on signals recorded through EEG to encode movement intention and pairs that with movement of the hand. | Upper limb rehabilitation | N | N | Ineligible
PM | NE | QPL | Electromagnetic Stimulator, Pain Relief | 2 |  | N | N |  | 882.589 | 1 | Intended to apply a magnetic-field induced electrical current to treat pain. | The device comes in a variety of shapes and sizes. It generally includes a magnetic stimulator, a stimulation coil, a cooling system, and other accessories. | This device uses a magnetic coil to produce a time-varying magnetic field, which induces a secondary electric field in the targeted tissues which, in turn, non-invasively stimulates peripheral nerves and provides chronic nerve pain relief. | This device generally targets peripheral nerves in lower and/or upper extremities and low back. | N | N | Ineligible
PM | NE | QRA | Virtual Reality Behavioral Therapy Device For Pain Relief | 2 |  | N | N |  | 890.58 | 1 | A virtual reality behavioral therapy device for pain relief is a device intended to provide behavioral therapy for patients with pain. Therapy is administered via a virtual reality display which utilizes a software program containing the behavioral therapy content. | Virtual reality display, software | Uses a virtual reality display to provide behavioral based treatment to patients with chronic pain by modifying the patient�s thinking and behavioral patterns | Areas of pain | N | N | Ineligible
PM | NE | QWI | Computerized Behavioral Therapy Device For The Treatment Of Fibromyalgia Symptoms | 2 |  | N | N |  | 882.5804 | 1 | Provides acceptance and commitment therapy (ACT), a form of cognitive behavioral therapy (CBT), for patients with fibromyalgia symptoms | Mobile medical application (MMA) intended to be accessed via a patient�s smartphone | Computerized Behavioral Therapy | N/A | N | N | Ineligible
PM | OR | HSS | Halter, Head, Traction | 1 |  | Y | N |  | 888.589 | 4 |  |  |  |  | N | N | Eligible
PM | PM | BXB | Exerciser, Powered | 1 |  | N | N |  | 890.538 | 4 |  |  |  |  | N | N | Eligible
PM | PM | EGJ | Device, Iontophoresis, Other Uses | 2 |  | N | N |  | 890.5525 | 1 |  |  |  |  | N | N | Eligible
PM | PM | HPH | Diathermy, Microwave, For Use Other Than Applying Therapeutic Deep Heat | 3 |  | N | N |  | 890.5275 | 2 | PMAs to be filed by 7/13/99 (64 FR 18331 (4/14/99)) |  |  |  | N | N | Ineligible
PM | PM | IKD | Cable, Electrode | 2 |  | N | N |  | 890.1175 | 4 |  |  |  |  | N | N | Eligible
PM | PM | IKE | Transducer, Miniature Pressure | 1 |  | N | N |  | 890.1615 | 4 |  |  |  |  | N | N | Eligible
PM | PM | IKK | System, Isokinetic Testing And Evaluation | 2 |  | N | N |  | 890.1925 | 4 |  |  |  |  | N | N | Eligible
PM | PM | IKO | Hammer, Reflex, Powered | 2 |  | N | N |  | 890.145 | 4 |  |  |  |  | N | N | Eligible
PM | PM | IKP | Chronaximeter | 2 |  | N | Y |  | 890.1225 | 1 |  |  |  |  | N | N | Eligible
PM | PM | IKW | Utensil, Homemaking | 1 |  | Y | N |  | 890.505 | 4 |  |  |  |  | N | N | Eligible
PM | PM | IKX | Aid, Transfer | 1 |  | Y | N |  | 890.505 | 4 |  |  |  |  | N | N | Eligible
PM | PM | IKZ | Bed, Patient Rotation, Powered | 2 |  | N | N |  | 890.5225 | 4 |  |  |  |  | N | N | Eligible
PM | PM | ILC | Utensil, Eating | 1 |  | Y | N |  | 890.505 | 4 |  |  |  |  | N | N | Eligible
PM | PM | ILD | Adaptor, Dressing | 1 |  | Y | N |  | 890.505 | 4 |  |  |  |  | N | N | Eligible
PM | PM | ILE | Sling, Arm, Overhead Supported | 1 |  | Y | N |  | 890.3475 | 4 |  |  |  |  | N | N | Eligible
PM | PM | ILG | Stocking, Elastic | 1 |  | Y | N |  | 890.3475 | 4 |  |  |  |  | N | N | Eligible
PM | PM | ILH | Splint, Hand, And Components | 1 |  | Y | N |  | 890.3475 | 4 |  |  |  |  | N | N | Eligible
PM | PM | ILI | Sling, Arm | 1 |  | Y | N |  | 890.364 | 4 |  |  |  |  | N | N | Eligible
PM | PM | ILJ | Bath, Hydro-Massage | 2 |  | N | N |  | 890.51 | 4 |  |  |  |  | N | N | Eligible
PM | PM | ILK | Transport, Patient, Powered | 2 |  | N | Y |  | 890.515 | 1 |  |  |  |  | N | N | Eligible
PM | PM | ILM | Bath, Sitz, Powered | 2 |  | N | N |  | 890.51 | 4 |  |  |  |  | N | N | Eligible
PM | PM | ILO | Pack, Hot Or Cold, Water Circulating | 2 |  | N | N |  | 890.572 | 4 |  |  |  |  | N | N | Eligible
PM | PM | ILP | System, Communication, Non-Powered | 1 |  | Y | N |  | 890.37 | 4 |  |  |  |  | N | N | Eligible
PM | PM | ILQ | System, Communication, Powered | 2 |  | N | N |  | 890.371 | 4 |  |  |  |  | N | N | Eligible
PM | PM | ILS | Adaptor, Hygiene | 1 |  | Y | N |  | 890.505 | 4 |  |  |  |  | N | N | Eligible
PM | PM | ILT | Adaptor, Recreational | 1 |  | Y | N |  | 890.505 | 4 |  |  |  |  | N | N | Eligible
PM | PM | ILW | Adaptor, Grooming | 1 |  | Y | N |  | 890.505 | 4 |  |  |  |  | N | N | Eligible
PM | PM | ILX | Diathermy, Shortwave, For Use Other Than Applying Therapeutic Deep Heat | 2 |  | N | N |  | 890.529 | 1 |  |  |  |  | N | N | Eligible
PM | PM | ILY | Lamp, Infrared, Therapeutic Heating | 2 |  | N | N |  | 890.55 | 4 |  |  |  |  | N | N | Eligible
PM | PM | ILZ | Accessories, Traction | 1 |  | Y | N |  | 890.5925 | 4 |  |  |  |  | N | N | Eligible
PM | PM | IMA | Pack, Heat, Moist | 1 |  | Y | N |  | 890.573 | 4 |  |  |  |  | N | N | Eligible
PM | PM | IMB | Cabinet, Moist Steam | 2 |  | N | N |  | 890.525 | 4 |  |  |  |  | N | N | Eligible
PM | PM | IMC | Bath, Paraffin | 2 |  | N | N |  | 890.511 | 4 |  |  |  |  | N | N | Eligible
PM | PM | IMD | Pack, Hot Or Cold, Disposable | 1 |  | N | N |  | 890.571 | 4 |  |  |  |  | N | N | Eligible
PM | PM | IME | Pack, Hot Or Cold, Reusable | 1 |  | Y | N |  | 890.57 | 4 |  |  |  |  | N | N | Eligible
PM | PM | IMF | Unit, Chilling | 1 |  | N | N |  | 890.594 | 4 |  |  |  |  | N | N | Eligible
PM | PM | IMG | Stimulator, Ultrasound And Muscle, For Use In Applying Therapeutic Deep Heat | 2 |  | N | Y |  | 890.586 | 1 |  |  |  |  | N | N | Eligible
PM | PM | IMI | Ultrasonic Diathermy For Use In Applying Therapeutic Deep Heat | 2 |  | N | Y |  | 890.53 | 1 |  |  |  |  | N | N | Eligible
PM | PM | IMJ | Diathermy, Shortwave, For Use In Applying Therapeutic Deep Heat | 2 |  | N | Y |  | 890.529 | 1 |  |  |  |  | N | N | Eligible
PM | PM | IMK | Wheelchair, Stair Climbing | 2 |  | N | N |  | 890.389 | 1 | PMA To Be Filed by 7/12/00 (65 FR 19834 (4/13/00)) |  |  |  | N | N | Eligible
PM | PM | IML | Armrest, Wheelchair | 1 |  | N | N |  | 890.392 | 4 |  |  |  |  | N | N | Eligible
PM | PM | IMM | Footrest, Wheelchair | 1 |  | N | N |  | 890.392 | 4 |  |  |  |  | N | N | Eligible
PM | PM | IMN | Climber, Curb, Wheelchair | 1 |  | N | N |  | 890.392 | 4 |  |  |  |  | N | N | Eligible
PM | PM | IMO | Handrim, Wheelchair | 1 |  | N | N |  | 890.392 | 4 |  |  |  |  | N | N | Eligible
PM | PM | IMP | Cushion, Wheelchair | 1 |  | N | N |  | 890.392 | 4 |  |  |  |  | N | N | Eligible
PM | PM | IMQ | Attachment, Narrowing, Wheelchair | 1 |  | N | N |  | 890.392 | 4 |  |  |  |  | N | N | Eligible
PM | PM | IMR | Device, Anti-Tip, Wheelchair | 1 |  | N | N |  | 890.392 | 4 |  |  |  |  | N | N | Eligible
PM | PM | IMS | Support, Head And Trunk, Wheelchair | 1 |  | Y | N |  | 890.391 | 4 |  |  |  |  | N | N | Eligible
PM | PM | IMW | Brake, Extension, Wheelchair | 1 |  | N | N |  | 890.392 | 4 |  |  |  |  | N | N | Eligible
PM | PM | IMX | Board, Lap, Wheelchair | 1 |  | Y | N |  | 890.391 | 4 |  |  |  |  | N | N | Eligible
PM | PM | IMY | Armboard, Wheelchair | 1 |  | Y | N |  | 890.391 | 4 |  |  |  |  | N | N | Eligible
PM | PM | IMZ | Holder, Crutch And Cane, Wheelchair | 1 |  | Y | N |  | 890.391 | 4 |  |  |  |  | N | N | Eligible
PM | PM | INA | Hill Holder, Wheelchair | 1 |  | N | N |  | 890.392 | 4 |  |  |  |  | N | N | Eligible
PM | PM | INB | Attachment, Commode, Wheelchair | 1 |  | N | N |  | 890.392 | 4 |  |  |  |  | N | N | Eligible
PM | PM | INC | Cuff, Pusher, Wheelchair | 1 |  | Y | N |  | 890.391 | 4 |  |  |  |  | N | N | Eligible
PM | PM | INE | Sling, Overhead Suspension, Wheelchair | 1 |  | Y | N |  | 890.391 | 4 |  |  |  |  | N | N | Eligible
PM | PM | INF | Scale, Platform, Wheelchair | 1 |  | Y | N |  | 890.394 | 4 |  |  |  |  | N | N | Eligible
PM | PM | ING | Elevator, Wheelchair, Portable | 2 |  | N | Y |  | 890.393 | 1 | A motorized lift device that is not permanently mounted in one location and that is intended for medical purposes to provide a means to move a person with impaired mobility, with or without a wheelchair, from one level to another (e.g., portable platform lifts, attendant-operated stair climbing devices for wheelchairs). |  |  |  | N | N | Eligible
PM | PM | INI | Vehicle, Motorized 3-Wheeled | 2 |  | N | Y |  | 890.38 | 1 |  |  |  |  | N | N | Eligible
PM | PM | INK | Stretcher, Wheeled, Powered | 2 |  | N | Y |  | 890.369 | 4 |  |  |  |  | N | N | Eligible
PM | PM | INM | Chair, With Casters | 1 |  | N | N |  | 890.31 | 4 |  |  |  |  | N | N | Eligible
PM | PM | INN | Chair, Adjustable, Mechanical | 1 |  | N | N |  | 890.31 | 4 |  |  |  |  | N | N | Eligible
PM | PM | INO | Chair, Positioning, Electric | 2 |  | N | N |  | 890.311 | 4 |  |  |  |  | N | N | Eligible
PM | PM | INP | Tips And Pads, Cane, Crutch And Walker | 1 |  | Y | N |  | 890.379 | 4 |  |  |  |  | N | N | Eligible
PM | PM | INQ | Table, Powered | 1 |  | N | N |  | 890.376 | 4 |  |  |  |  | N | N | Eligible
PM | PM | INT | Plinth | 1 |  | Y | N |  | 890.352 | 4 |  |  |  |  | N | N | Eligible
PM | PM | INW | Table, Mechanical | 1 |  | N | N |  | 890.375 | 4 |  |  |  |  | N | N | Eligible
PM | PM | INX | Bed, Air Fluidized | 2 |  | N | N |  | 890.516 | 4 |  |  |  |  | N | N | Eligible
PM | PM | INY | Bed, Patient Rotation, Manual | 1 |  | N | N |  | 890.518 | 4 |  |  |  |  | N | N | Eligible
PM | PM | IOA | Diathermy, Microwave, For Use In Applying Therapeutic Deep Heat | 2 |  | N | Y |  | 890.5275 | 1 |  |  |  |  | N | N | Eligible
PM | PM | IOB | Lamp, Infrared, Non Heating | 2 |  | N | Y |  | 890.55 | 1 |  |  |  |  | N | N | Eligible
PM | PM | IOD | Components, Exercise | 1 |  | Y | N |  | 890.535 | 4 |  |  |  |  | N | N | Eligible
PM | PM | IOE | Bars, Parallel, Exercise | 1 |  | Y | N |  | 890.537 | 4 |  |  |  |  | N | N | Eligible
PM | PM | IOG | Treadmill, Mechanical | 1 |  | Y | N |  | 890.537 | 4 |  |  |  |  | N | N | Eligible
PM | PM | IOL | Treadmill, Powered | 1 |  | N | N |  | 890.538 | 4 |  |  |  |  | N | N | Eligible
PM | PM | ION | Exerciser, Non-Measuring | 1 |  | Y | N |  | 890.537 | 4 |  |  |  |  | N | N | Eligible
PM | PM | IOQ | Bed, Flotation Therapy, Powered | 2 |  | N | N |  | 890.517 | 4 |  |  |  |  | N | N | Eligible
PM | PM | IOR | Wheelchair, Mechanical | 1 |  | N | Y |  | 890.385 | 1 |  |  |  |  | N | N | Eligible
PM | PM | IOY | Support, Arm | 1 |  | Y | N |  | 890.3475 | 4 |  |  |  |  | N | N | Eligible
PM | PM | IOZ | Splint, Abduction, Congenital Hip Dislocation | 1 |  | Y | N |  | 890.3665 | 4 |  |  |  |  | N | N | Eligible
PM | PM | IPF | Stimulator, Muscle, Powered | 2 |  | N | Y |  | 890.585 | 1 |  |  |  |  | N | N | Eligible
PM | PM | IPG | Shoe, Cast | 1 |  | Y | N |  | 890.3025 | 4 |  |  |  |  | N | N | Eligible
PM | PM | IPL | Wheelchair, Standup | 2 |  | N | Y |  | 890.39 | 1 |  |  |  |  | N | N | Eligible
PM | PM | IPM | Cover, Limb | 1 |  | Y | N |  | 890.3025 | 4 |  |  |  |  | N | N | Eligible
PM | PM | IPO | Orthosis, Pneumatic Structure, Rigid | 3 |  | N | N |  | 890.361 | 2 | Call for PMAs to be filed by 12/26/96 per 61 FR 50711 on 9/27/96 |  |  |  | N | N | Ineligible
PM | PM | IPR | Crutch | 1 |  | Y | N |  | 890.315 | 4 |  |  |  |  | N | N | Eligible
PM | PM | IPS | Cane | 1 |  | Y | N |  | 890.3075 | 4 |  |  |  |  | N | N | Eligible
PM | PM | IPT | Orthosis, Thoracic | 1 |  | Y | N |  | 890.349 | 4 |  |  |  |  | N | N | Eligible
PM | PM | IPW | Orthosis, Sacroiliac, Soft | 1 |  | Y | N |  | 890.349 | 4 |  |  |  |  | N | N | Eligible
PM | PM | IPX | Orthosis, Rib Fracture, Soft | 1 |  | Y | N |  | 890.349 | 4 |  |  |  |  | N | N | Eligible
PM | PM | IPY | Orthosis, Lumbo-Sacral | 1 |  | Y | N |  | 890.349 | 4 |  |  |  |  | N | N | Eligible
PM | PM | IQA | System, Environmental Control, Powered | 2 |  | N | N |  | 890.3725 | 4 |  |  |  |  | N | N | Eligible
PM | PM | IQB | Belt, Wheelchair | 1 |  | N | N |  | 890.392 | 4 |  |  |  |  | N | N | Eligible
PM | PM | IQC | Wheelchair, Special Grade | 2 |  | N | Y |  | 890.388 | 1 |  |  |  |  | N | N | Eligible
PM | PM | IQE | Orthosis, Lumbar | 1 |  | Y | N |  | 890.349 | 4 |  |  |  |  | N | N | Eligible
PM | PM | IQF | Orthosis, Cervical-Thoracic, Rigid | 1 |  | Y | N |  | 890.349 | 4 |  |  |  |  | N | N | Eligible
PM | PM | IQI | Orthosis, Limb Brace | 1 |  | Y | N |  | 890.3475 | 4 |  |  |  |  | N | N | Eligible
PM | PM | IQJ | Splint, Clavicle | 1 |  | Y | N |  | 890.349 | 4 |  |  |  |  | N | N | Eligible
PM | PM | IQK | Orthosis, Cervical | 1 |  | Y | N |  | 890.349 | 4 |  |  |  |  | N | N | Eligible
PM | PM | IQM | Splint, Temporary Training | 1 |  | Y | N |  | 890.3025 | 4 |  |  |  |  | N | N | Eligible
PM | PM | IQO | Device, Prosthesis Alignment | 1 |  | Y | N |  | 890.3025 | 4 |  |  |  |  | N | N | Eligible
PM | PM | IQP | Rotator, Transverse | 1 |  | Y | N |  | 890.3025 | 4 |  |  |  |  | N | N | Eligible
PM | PM | IQQ | Joint, Shoulder, External Limb Component | 1 |  | Y | N |  | 890.342 | 4 |  |  |  |  | N | N | Eligible
PM | PM | IQW | Hook, External Limb Component, Powered | 1 |  | Y | N |  | 890.342 | 4 |  |  |  |  | N | N | Eligible
PM | PM | IQX | Hook, External Limb Component, Mechanical | 1 |  | Y | N |  | 890.342 | 4 |  |  |  |  | N | N | Eligible
PM | PM | IQZ | Hand, External Limb Component, Powered | 1 |  | Y | N |  | 890.342 | 4 |  |  |  |  | N | N | Eligible
PM | PM | IRA | Hand, External Limb Component, Mechanical | 1 |  | Y | N |  | 890.342 | 4 |  |  |  |  | N | N | Eligible
PM | PM | IRD | Joint, Elbow, External Limb Component, Mechanical | 1 |  | Y | N |  | 890.342 | 4 |  |  |  |  | N | N | Eligible
PM | PM | IRE | Joint, Elbow, External Limb Component, Powered | 1 |  | Y | N |  | 890.342 | 4 |  |  |  |  | N | N | Eligible
PM | PM | IRN | Device, Warning, Overload, External Limb, Powered | 2 |  | N | N |  | 890.5575 | 4 |  |  |  |  | N | N | Eligible
PM | PM | IRO | Vibrator, Therapeutic | 1 |  | N | N |  | 890.5975 | 4 |  |  |  |  | N | N | Eligible
PM | PM | IRP | Massager, Powered Inflatable Tube | 2 |  | N | Y |  | 890.565 | 1 |  |  |  |  | N | N | Eligible
PM | PM | IRQ | Unit, Heating, Powered | 1 |  | N | N |  | 890.595 | 4 |  |  |  |  | N | N | Eligible
PM | PM | IRR | Bars, Parallel, Powered | 1 |  | N | N |  | 890.538 | 4 |  |  |  |  | N | N | Eligible
PM | PM | IRS | Head Halter, Traction | 1 |  | Y | N |  | 890.5925 | 4 |  |  |  |  | N | N | Eligible
PM | PM | IRT | Pad, Heating, Powered | 2 |  | N | N |  | 890.574 | 4 |  |  |  |  | N | N | Eligible
PM | PM | ISA | Massager, Therapeutic, Electric | 1 |  | N | N |  | 890.566 | 4 |  |  |  |  | N | N | Eligible
PM | PM | ISB | Stimulator, Muscle, Diagnostic | 2 |  | N | Y |  | 890.185 | 1 |  |  |  |  | N | N | Eligible
PM | PM | ISD | Exerciser, Measuring | 2 |  | N | N |  | 890.536 | 4 |  |  |  |  | N | N | Eligible
PM | PM | ISH | Component, External, Limb, Ankle/Foot | 1 |  | Y | N |  | 890.342 | 4 |  |  |  |  | N | N | Eligible
PM | PM | ISL | Joint, Hip, External Limb Component | 1 |  | Y | N |  | 890.342 | 4 |  |  |  |  | N | N | Eligible
PM | PM | ISM | Pylon, Post Surgical | 1 |  | Y | N |  | 890.3025 | 4 |  |  |  |  | N | N | Eligible
PM | PM | ISN | Cable | 1 |  | Y | N |  | 890.342 | 4 |  |  |  |  | N | N | Eligible
PM | PM | ISP | Valve, Prosthesis | 1 |  | Y | N |  | 890.342 | 4 |  |  |  |  | N | N | Eligible
PM | PM | ISR | Band Or Belt, Pelvic Support | 1 |  | Y | N |  | 890.3025 | 4 |  |  |  |  | N | N | Eligible
PM | PM | ISS | Prosthesis, Thigh Socket, External Component | 1 |  | Y | N |  | 890.342 | 4 |  |  |  |  | N | N | Eligible
PM | PM | ISW | Assembly, Knee/Shank/Ankle/Foot, External | 2 |  | N | N |  | 890.35 | 4 |  |  |  |  | N | N | Eligible
PM | PM | ISY | Joint, Knee, External Limb Component | 1 |  | Y | N |  | 890.342 | 4 |  |  |  |  | N | N | Eligible
PM | PM | ISZ | Unit, Wrist, External Limb Component, Mechanical | 1 |  | Y | N |  | 890.342 | 4 |  |  |  |  | N | N | Eligible
PM | PM | ITC | Stirrup, External Brace Component | 1 |  | Y | N |  | 890.341 | 4 |  |  |  |  | N | N | Eligible
PM | PM | ITG | Bandage, Cast | 1 |  | Y | N |  | 890.3025 | 4 |  |  |  |  | N | N | Eligible
PM | PM | ITH | Equipment, Traction, Powered | 2 |  | N | Y |  | 890.59 | 1 |  |  |  |  | N | N | Eligible
PM | PM | ITI | Wheelchair, Powered | 2 |  | N | Y |  | 890.386 | 1 |  |  |  |  | N | N | Eligible
PM | PM | ITJ | Walker, Mechanical | 1 |  | Y | N |  | 890.3825 | 4 |  |  |  |  | N | N | Eligible
PM | PM | ITM | Cage, Knee | 1 |  | Y | N |  | 890.3475 | 4 |  |  |  |  | N | N | Eligible
PM | PM | ITN | Splint, Denis Brown | 1 |  | Y | N |  | 890.3675 | 4 |  |  |  |  | N | N | Eligible
PM | PM | ITO | Twister, Brace Setting | 1 |  | Y | N |  | 890.341 | 4 |  |  |  |  | N | N | Eligible
PM | PM | ITQ | Joint, Knee, External Brace | 1 |  | Y | N |  | 890.3475 | 4 |  |  |  |  | N | N | Eligible
PM | PM | ITS | Joint, Hip, External Brace | 1 |  | Y | N |  | 890.3475 | 4 |  |  |  |  | N | N | Eligible
PM | PM | ITW | Joint, Ankle, External Brace | 1 |  | Y | N |  | 890.3475 | 4 |  |  |  |  | N | N | Eligible
PM | PM | JFA | Exerciser, Finger, Powered | 1 |  | N | N |  | 890.541 | 4 |  |  |  |  | N | N | Eligible
PM | PM | JFB | Table, Physical Therapy, Multi Function | 2 |  | N | Y |  | 890.588 | 1 |  |  |  |  | N | N | Eligible
PM | PM | JFC | System, Pressure Measurement, Intermittent | 1 |  | N | N |  | 890.16 | 4 |  |  |  |  | N | N | Eligible
PM | PM | KFT | Assembly, Shoulder/Elbow/Forearm/Wrist/Hand, Mechanical | 1 |  | N | N |  | 890.342 | 4 |  |  |  |  | N | N | Eligible
PM | PM | KFW | Assembly, Shoulder/Elbow/Forearm/Wrist/Hand, Powered | 1 |  | Y | N |  | 890.342 | 4 |  |  |  |  | N | N | Eligible
PM | PM | KFX | Assembly, Thigh/Knee/Shank/Ankle/Foot, External | 2 |  | N | N |  | 890.35 | 4 |  |  |  |  | N | N | Eligible
PM | PM | KGH | Unit, Wrist, External Limb Component, Powered | 1 |  | Y | N |  | 890.342 | 4 |  |  |  |  | N | N | Eligible
PM | PM | KHX | Platform, Force-Measuring | 1 |  | N | N |  | 890.1575 | 4 |  |  |  |  | N | N | Eligible
PM | PM | KHY | Cane, Safety Walk | 1 |  | Y | N |  | 890.3075 | 4 |  |  |  |  | N | N | Eligible
PM | PM | KIC | Cushion, Flotation | 1 |  | N | N |  | 890.3175 | 4 |  |  |  |  | N | N | Eligible
PM | PM | KID | Restraint, Wheelchair, Non-Protective | 1 |  | Y | N |  | 890.391 | 4 |  |  |  |  | N | N | Eligible
PM | PM | KNL | Board, Scooter, Prone | 1 |  | Y | N |  | 890.537 | 4 |  |  |  |  | N | N | Eligible
PM | PM | KNM | Device, Pressure Applying | 1 |  | N | N |  | 890.5765 | 4 |  |  |  |  | N | N | Eligible
PM | PM | KNN | Components, Wheelchair | 1 |  | N | N |  | 890.392 | 4 |  |  |  |  | N | N | Eligible
PM | PM | KNO | Accessories, Wheelchair | 1 |  | Y | N |  | 890.391 | 4 |  |  |  |  | N | N | Eligible
PM | PM | KNP | Orthosis, Corrective Shoe | 1 |  | Y | N |  | 890.3475 | 4 |  |  |  |  | N | N | Eligible
PM | PM | KTB | Device, Iontophoresis, Specific Uses | 2 |  | N | Y |  | 890.5525 | 1 |  |  |  |  | N | N | Eligible
PM | PM | KTC | Bath, Sitz, Nonpowered | 1 |  | Y | N |  | 890.5125 | 4 |  |  |  |  | N | N | Eligible
PM | PM | KTD | Orthosis, Abdominal | 1 |  | Y | N |  | 890.349 | 4 |  |  |  |  | N | N | Eligible
PM | PM | LBE | Stroller, Adaptive | 1 |  | N | Y |  | 890.385 | 1 |  |  |  |  | N | N | Eligible
PM | PM | LBG | Device, Fluidized Therapy, Dry Heat | 2 |  | N | Y |  | 890.55 | 1 |  |  |  |  | N | N | Eligible
PM | PM | LFF | Unit, Activation, Breath Control | 1 |  | N | N |  | 890.392 | 4 |  |  |  |  | N | N | Eligible
PM | PM | LSB | Unit, Fluidotherapy | 2 |  | N | N |  | 890.51 | 1 |  |  |  |  | N | N | Eligible
PM | PM | LXF | Diathermy, Ultrasonic, For Use Other Than Applying Therapeutic Deep Heat | 3 |  | N | N |  | 890.53 | 2 |  |  |  |  | N | N | Ineligible
PM | PM | LXJ | Interactive Rehabilitation Exercise Devices | 2 |  | N | N |  | 890.536 | 1 |  |  |  |  | N | N | Eligible
PM | PM | LYG | Massager, Therapeutic, Manual | 1 |  | N | N |  | 890.566 | 4 |  |  |  |  | N | N | Eligible
PM | PM | MNE | Orthosis, Moldable, Supportive, Skin Protective | 1 |  | N | N |  | 890.3475 | 4 |  |  |  |  | N | N | Eligible
PM | PM | MOC | Cushion, Flotation, Therapeutic | 2 |  | N | N |  | 890.517 | 4 |  |  |  |  | N | N | Eligible
PM | PM | MPO | Infant Heel Warmer (Chemical Heat Pack) | 1 |  | N | Y |  | 890.571 | 1 |  |  |  |  | N | N | Eligible
PM | PM | MRI | Orthosis, Truncal/Orthosis, Limb | 1 |  | Y | N |  | 890.349 | 4 |  |  |  |  | N | N | Eligible
PM | PM | NDA | Helmet, Cranial, For Protective Use | 1 |  | Y | N |  | 890.3025 | 4 |  |  |  |  | N | N | Eligible
PM | PM | NGX | Stimulator, Muscle, Powered, For Muscle Conditioning | 2 |  | N | Y |  | 890.585 | 1 | A powered muscle stimulator for muscle conditioning is a device used for other than medical purposes to apply an electrical current to electrodes on a person's skin to temporarily affect the stimulated muscle's contractile properties, force output, and/or fatigue resistance. Unlike the classified Powered Muscle Stimulator devices intended for use in physical medicine and rehabilitation, this device is not intended for use in patients with medical conditions and is intended only for muscle conditioning purposes. |  |  |  | N | N | Eligible
PM | PM | NHF | Monitor, Orthotic/Prosthetic | 1 |  | Y | N |  | 890.3025 | 4 | A monitor, orthotic/prosthetic is a non-invasive, battery-powered, data storage accessory device that is attached to or embedded in medical appliances such as splints, braces, orthotics, prosthetics, and wearable exercise devices, to record how often the appliance is worn, through the use of sensors that record changes in temperature, motion, skin proximity, etc. |  |  |  | N | N | Eligible
PM | PM | NHN | Powered Light Based Laser Non-Thermal Instrument With Non-Heating Effect For Adjunctive Use In Pain Therapy | 2 |  | N | N |  | 890.55 | 1 | A LASER (Light Amplification by Stimulated Emission of Radiation) based device having coherence, collimated and typically monochromatic radiation. This device emits energy in the infrared or other wavelengths, provides non-heating and non-thermal effect, and is indicated for adjunctive use in pain therapy or related indication. It does not provide therapeutic topical heating. The classification regulation for infrared lamps describes a device that emits energy in the infrared wavelength to provide topical heating and that is not limited to adjunctive use. |  |  |  | N | N | Eligible
PM | PM | NJB | Orthosis, Truncal, For Dysmenorrhea | 1 |  | Y | N |  | 890.349 | 4 | A truncal orthosis for dysmenorrhea is a device intended to provide pressure to acupressure points on the lower abdomen and lower back for the purpose of reducing menstrual pain symptoms including cramps, abdominal pain and backache. |  |  |  | N | N | Eligible
PM | PM | NXE | Walker, Mechanical, Poly Vinyl Chloride (Pvc) | 1 |  | Y | N |  | 890.3825 | 4 | This type of mechanical walker is a four-legged device with a poly vinyl chloride (pvc) frame intended for medical purposes to provide moderate weight support while walking. It is used by disabled persons who lack strength, good balance, or endurance. | PVC | Class 1 (General Controls) | limbs | N | N | Eligible
PM | PM | NYY | Stimulator, Muscle, Powered, With Limited Output, For Rehabilitation | 2 |  | N | Y |  | 890.585 | 1 | Used for muscle stimulation for rehabilitation. Device repeatedly contracts muscles by passing pulsed electrical current through cutaneous electrodes contacting the affected body area. Indicated for use as an adjunctive therapy in rehabilitation for medical purposes such as relaxation of muscle spasm, prevention or retardation of disuse atrophy, increasing local blood circulation, muscle re-education, maintaining or increasing range of motion, and immediate post-surgical stimulation of calf muscles to prevent venous thrombosis. | Electrical stimulation unit with leads and cutaneous electrodes | Stimulation of muscles using electrical current applied to electrodes on a patient's skin | Electrodes are placed on the skin overlying the muscle or motor nerve to be stimulated | N | N | Eligible
PM | PM | NYZ | Stimulator, Muscle, Powered, With Limited Output, For Muscle Conditioning | 2 |  | N | Y |  | 890.585 | 1 | Used for muscle stimulation for muscle conditioning. Device repeatedly contracts muscles by passing pulsed electrical current through cutaneous electrodes and into the body. Temporarily affects the stimulated muscles contractile properties, force output, and/or fatigue resistance. Not intended to be used for medical purposes (e.g., rehabilitation), for aesthetic purposes (e.g., changing the physical appearance of the muscle or body), or for the purpose of improving athletic performance. | Electrical stimulation unit with leads and cutaneous electrodes | Stimulation of muscles using electrical current applied to electrodes on a patient's skin | Electrodes are placed on the skin overlying the muscle or motor nerve to be stimulated | N | N | Eligible
PM | PM | OAL | Exercise Equipment, Powered, Emg-Triggered | 2 |  | N | N |  | 890.1375 | 1 | To provide rehabilitation (e.G., increasing range of motion, muscle re-education) through emg-triggered powered exercise. Increasing range of motion and muscle re-education. | EMG sensor, plus other apparatus such as a DC motor, limb orthosis, and connecting cables through which tension is applied. | EMG in affected area is sensed, processed, and used as an input to control a DC motor or other actuator that applies a force/torque to move an affected joint through range of motion. | Typically, such a device will be used on the upper extremity or possibily the lower extremity. | N | N | Eligible
PM | PM | OHI | Orthosis, Foot Drop | 1 |  | Y | N |  | 890.3475 | 4 | Aid for drop foot or similar disorders which have a lack of ankle dorsiflexion. Indicated for foot raising paresis. | includes shoulder harness, optional waist belt, optional shoulder pad, an elastic cord assembly and a shoe harness | uses an elastic cord from shoulder harness to foot to provide foot raising support | intended to help raise foot | N | N | Eligible
PM | PM | OMW | Adhesive Backed Thermal Skin Patches | 1 |  | N | N |  | 890.571 | 4 | Pain relief heat patches for temporary relief of muscular and joint pian assoiciated with arthritis, simple backache, muscle strains and sprains.External use only. Not on damaged skin or open sores. Do no use under the age of 12. Do use on people who are not able to feel pain. Patch is applied directly to site of pain over intact skin for up to 8 hours but not more than once in a 24 hour period. Do not use more than 7 days. Over the counter device. No prescription. Do not sleep on or put pressure on heat patch for extended period of time. Do not use with any creams or oils. Can remove body hair upon patch removal due to adhesive. Can cause burns. | MFR must identify if there are any iron or metal components or filings to avoid incompatibility with MRI. See March 2009 CDER advisory on metal backed patches and MRI. Not for face or head. | Heat patches provide portable heat, are non-medicated. Heat is air-activated. Provides up to 8 hours of continous warmth. Patches are designed to stay in place all day. | Use over site of pain on any external body part with the exception of face or head. | N | N | Eligible
PM | PM | OSD | Massager, Therapeutic, To Internally Massage Trigger Points In The Pelvic Floor Musculature | 2 |  | N | N |  | 890.567 | 1 | Rectal or vaginal use manual therapeutic massager device to massage irritable, sore trigger points (trps) in the pelvic floor musculature in order to reduce internal pelvic floor trigger point sensitivity | An extended shaft witha hook-shaped end and a handle and a gauge that measures pressure of massage | Manual massage | Pelvic floor musculature | N | N | Eligible
PM | PM | PAE | Upper Extremity Prosthesis With Multiple Simultaneous Degrees Of Freedom And Controlled Via Cutaneous Electromyography | 2 |  | N | N |  | 890.345 | 1 | Upper extremity prosthesis intended to replace partially or fully amputated or congenitally absent upper extremities and to provide multiple and simultaneous degrees of freedom and functionality. | Upper extremity prosthesis composed of plastic and metal materials with electrodes and circuitry. | Receives multiple EMG inputs from the user which is transduced into multiple dimensional powered joint movements. | Residual portion of upper extremity limb or an absent upper extremity limb. | N | N | Eligible
PM | PM | PCD | Powered Stairway Chair Lift | 2 |  | N | N |  | 890.515 | 4 | Intended for medical purposes to move a person with impaired mobility up and down a stairway. | A motorized lift equipped with a seat and permanently mounted in one location on a stairway | A powered patient stairway chair lift is a motorized lift equipped with a seat and permanently mounted in one location that is intended for medical purposes to move a person with impaired mobility up and down a stairway. | n/a | N | N | Eligible
PM | PM | PCE | Permanently Mounted Wheelchair Platform Lift | 2 |  | N | N |  | 890.393 | 4 | Intended for medical purposes to provide a guided platform to move a person with impaired mobility, with or without a wheelchair, from one level to another. | A permanently mounted wheelchair platform lift is a motorized vertical or inclined platform lift device permanently installed in one location. | A permanently mounted guided platform to move a person with impaired mobility, with or without a wheelchair, from one level to another. | n/a | N | N | Eligible
PM | PM | PFW | Stationary Ultrasonic Diathermy Device For Use In Applying Therapeutic Deep Heat | 2 |  | N | Y |  | 890.53 | 1 | Ultrasonic diathermy devices which include stationary applicators enabling hands-free operation. | Ultrasonic diathermy devices which include stationary applicators enabling hands-free operation. | The device uses ultrasonic energy to produce deep heat within the body. | To be applied over body areas such as the shoulder and knee; however, the device should not be applied directly over bone that is near the skin surface. | N | N | Eligible
PM | PM | PHW | Cold Pack And Vibrating Massager | 1 |  | N | N |  | 890.5975 | 4 | Relief of minor aches and pains, controlling the pain associated with needle sticks (injections, IV, venipuncture). | Cold pack with vibrating massager | Combines a cold pack with therapeutic massage to provide vibrating cold therapy | Applied to the skin on various parts of the body | N | N | Eligible
PM | PM | PKS | Exerciser, Non-Measuring For Stroke Rehabilitation | 1 |  | N | N |  | 890.537 | 4 | Non-measuring exercise equipment intended for medical purposes of facilitating stroke rehabilitation and maintaining or increasing range of motion. | The device may consist of two arm frames mechanically linked that allow the user to use the unaffected arm to move the affect/weak arm. The device may also consist of a single frame that is used by both upper extremities simultaneously with the unaffected upper extremity facilitating movement of the affected upper extremity. | These devices are not powered exercise devices in that they do not provide movement to the user�s upper limbs. The movement of the user's upper limbs is entirely governed by the user. | Upper extremities | N | N | Eligible
PM | PM | PMV | Orthosis, Limb, For Back Pain | 1 |  | Y | N |  | 890.3475 | 4 | Intended to provide pressure to the soleus muscle for the purpose of temporarily reducing lower back pain that radiates down the leg associated with normal household or work activities. | The device is a leg wrap with a pressure pad. | The device is worn around the calf of one leg and includes a pad to exert pressure against the soleus muscle. | Soleus muscle behind the lower limb. | N | N | Eligible
PM | PM | PQY | Nonthermal Shortwave Therapy Device Indicated For Over The Counter Use For The Treatment Of Pain | 2 |  | N | N |  | 890.529 | 1 | Nonthermal pulsed electromagnetic energy intended for over-the-counter use for the treatment of pain. | Nonthermal shortwave therapy devices which include applicators applied to the body. | Uses pulsed electromagnetic energy at 13.56 MHz or 27.12 MHz delivered treatment. | To be applied over body areas and joints such as the knee and ankle; however, the device should not be applied directly over areas with active implantables. | N | N | Ineligible
PM | PM | QDT | Shoe With Adjustable Sole Units | 1 |  | Y | N |  | 890.3475 | 4 | Intended to adjust the foot�s points of contact with the ground to affect the distribution of weight/force(s) applied to a lower limb | Shoes with adjustable convex units located externally on the bottom of the shoe (i.e., sole) | Adjusts the foot�s points of contact with the ground to affect the distribution of weight/force(s) applied to the lower limb. | Worn on the feet to affect the distribution of weight/force(s) of the knee joint | N | N | Ineligible
PM | PM | QKC | Interactive Rehabilitation Exercise Device, Prescription Use | 2 |  | N | N |  | 890.536 | 4 | A prescription device intended to provide interactive rehabilitation environment by providing exercises for users to perform. | The device employs sensors, a camera, and a screen to track user movement and provide visual feedback. | The device employs sensors, a camera, and a screen to track user movement and provide visual feedback. | The device targets the limbs, trunk, and joints. | N | N | Ineligible
PM | PM | QKD | Massager, Therapeutic, To Internally Massage Trigger Points In The Pelvic Floor Musculature, Prescription Use | 2 |  | N | N |  | 890.567 | 4 | A prescription device to massage irritable, sore trigger points in the pelvic floor musculature to reduce internal pelvic floor trigger point sensitivity. | An extended shaft with a hook-shaped end and a handle and a gauge that measures pressure of massage and provides quantitative feedback to the user and has a disposable covering. | Manual Massage. | Pelvic floor musculature. | N | N | Ineligible
PM | PM | QTC | Adult Portable Bed Rails For Medical Purposes | 1 |  | N | N |  | 890.505 | 4 | An adult portable bed rail is a device intended for medical purposes to assist a patient to perform a specific function, including but not limited to assisting impaired individuals (e.g., disabled, injured, or those post-surgery or hospitalized) with transfer in and out of bed, and repositioning, to reduce risk of falling or fracture. This device may mitigate the risk of falling due to the effects of balance disorders or other medical conditions. This does not include guardrails or side rails intended for use on FDA regulated hospital beds and does not include portable bed rails used for pediatrics. | An adjacent type bed rail, grab bar, assistive bar, transfer aid, bed cane or rail (henceforth identified as the product or products) intended by the manufacturer to be installed on, against, or adjacent to an adult bed. The product may vary in lengths (for example, full, half, or partial rails, grab bar or handle or transfer post or pole). | Installed against the side of a bed to provide a physical barrier and consisting of a physical bar for which the user may use to grab and balance while transferring into and out of bed. | For the body and hands | N | N | Ineligible
PM | PM | SDO | Transcutaneous Electrical Spine Stimulator To Improve Skeletal Muscle Strength And Sensation | 2 |  | N | N |  | 890.5851 | 1 | A transcutaneous electrical spine stimulator to improve skeletal muscle strength and sensation is a device that can be programmed to apply an electrical current via electrodes on a patient's skin over the spine to improve muscle strength and sensation after neurological deficit. | A transcutaneous electrical spine stimulator includes a stimulator that can set or receive stimulation parameters and send that to electrodes to be placed externally over the spine. | A stimulator generates and delivers electrical stimulation to the intended area through stimulation electrodes. | Patient's skin over the spine | N | N | Ineligible
PM | PM | SEC | Wearable Fall Injury Prevention Device | 2 |  | N | N |  | 890.378 | 1 | A wearable fall injury prevention device is intended to detect falls and prevent major fall injuries. Once a fall is detected, the device deploys a protective mechanism to reduce the risk of injury. | The device is a belt worn around the waist by the patient over the clothes and. The belt features an air bag that deploys when a serious fall is detected. | Uses sensors and force detectors to determine if an in-progress fall is likely to cause a serious injury. If a serious injury fall is detected, then the device deploys a protective mechanism to prevent major injuries from the fall. | Hips and waist | N | N | Ineligible
PM | PM | SGT | Electromagnetic Stimulator For Healthy Muscle Stimulation | 2 |  | N | Y |  | 890.585 | 1 | A device used for other than medical purposes to induce an electrical current to the body using a time-varying magnetic field to temporarily increase local blood flow and stimulate healthy muscles. Unlike the classified Powered Muscle Stimulator devices intended for use in physical medicine and rehabilitation, this device is not intended for use in patients with medical conditions. | The device generally includes a magnetic stimulator, a stimulation coil, and other accessories. | The device uses a magnetic coil to produce a time-varying magnetic field, which induces a secondary electric field in the targeted tissues, which, in turn, non-invasively, temporarily increases local blood flow and stimulates healthy muscles. | The device generally targets muscles of the arms, legs, back, and/or buttocks. | N | N | Ineligible
PM |  | LDK | Device, Sensing, Optical Contour |  | 1 | N | N |  |  | 1 |  |  |  |  | N | N | Eligible
PM |  | LWB | Stimulator, Functional Neuromuscular, Scoliosis | 3 |  | N | N |  |  | 2 |  |  |  |  | N | N | Ineligible
PM |  | LXM | Manipulator, Plunger-Like Joint |  | 1 | N | N |  |  | 1 |  |  |  |  | N | N | Eligible
PM |  | LZW | Monitor, Spine Curvature |  | 1 | N | N |  |  | 7 |  |  |  |  | N | N | Eligible
PM |  | MBQ | Peripheral Electromagnetic Field (Pemf) To Aid Wound Healing | 3 |  | N | N |  |  | 3 |  |  |  |  | N | N | Ineligible
PM |  | MLY | Vapocoolant Device |  | 1 | N | N |  |  | 1 |  |  |  |  | N | N | Eligible
PM |  | QPY | Stimulator, Autonomic Nerve, Implanted For Stroke Rehabilitation | 3 |  | N | N |  |  | 2 | Stimulation of the vagus nerve | Implantable pulse generator, implantable lead, wireless transmitter | Uses implantable pulse generator and lead to stimulate vagus nerve | Vagus nerve | Y | N | Ineligible
RA | DE | EAG | Cephalometer | 2 |  | N | Y |  | 872.183 | 1 |  |  |  |  | N | N | Eligible
RA | DE | EAH | Cone, Radiographic, Lead-Lined | 1 |  | N | N |  | 872.185 | 4 |  |  |  |  | N | N | Eligible
RA | DE | EAP | Unit, X-Ray, Intraoral | 2 |  | N | Y |  | 872.181 | 1 |  |  |  |  | N | N | Eligible
RA | DE | EHB | Collimator, X-Ray | 1 |  | N | N |  | 872.184 | 4 |  |  |  |  | N | N | Eligible
RA | DE | EHD | Unit, X-Ray, Extraoral With Timer | 2 |  | N | Y |  | 872.18 | 1 |  |  |  |  | N | N | Eligible
RA | DE | MUH | System, X-Ray, Extraoral Source, Digital | 2 |  | N | Y |  | 872.18 | 1 |  |  |  |  | N | N | Eligible
RA | GU | FCD | Barium Enema Kit | 1 |  | N | N |  | 876.521 | 4 | This product code has been established in accordance with the may 20, 1997, guidance entitled, convenience kits interim regulatory guidance, found at www.fda.gov/cdrh/ode/convkit.html. This type of convenience kit, as listed in the guidance above, is under enforcement discretion, and does not require a premarket notification (510(k)) to market if it meets all criteria in the guidance. | This product code has been established in accordance with the may 20, 1997, guidance entitled, convenience kits interim regulatory guidance, found at www.fda.gov/cdrh/ode/convkit.html. This type of convenience kit, as listed in the guidance above, is under enforcement discretion, and does not require a premarket notification (510(k)) to market if it meets all criteria in the guidance. | This product code has been established in accordance with the may 20, 1997, guidance entitled, convenience kits interim regulatory guidance, found at www.fda.gov/cdrh/ode/convkit.html. This type of convenience kit, as listed in the guidance above, is under enforcement discretion, and does not require a premarket notification (510(k)) to market if it meets all criteria in the guidance. | This product code has been established in accordance with the may 20, 1997, guidance entitled, convenience kits interim regulatory guidance, found at www.fda.gov/cdrh/ode/convkit.html. This type of convenience kit, as listed in the guidance above, is under enforcement discretion, and does not require a premarket notification (510(k)) to market if it meets all criteria in the guidance. | N | N | Eligible
RA | OB | IYM | System, Telethermographic, Infrared | 3 |  | N | N |  | 884.298 | 2 |  |  |  |  | N | N | Eligible
RA | OB | KXZ | System, Thermographic, Liquid Crystal, Powered (Adjunctive Use) | 3 |  | N | N |  | 884.2982 | 2 |  |  |  |  | N | N | Eligible
RA | OB | KYA | System, Thermographic, Liquid Crystal, Nonpowered (Adjunctive Use) | 1 |  | N | N |  | 884.2982 | 1 |  |  |  |  | N | N | Eligible
RA | OB | LHM | System, Thermographic, Liquid Crystal | 1 |  | N | N |  | 884.2982 | 1 |  |  |  |  | N | N | Eligible
RA | OB | LHP | System, Telethermographic (Sole Diagnostic Screen) | 3 |  | N | N |  | 884.298 | 2 |  |  |  |  | N | N | Eligible
RA | OB | LHQ | System, Telethermographic (Adjunctive Use) | 1 |  | N | N |  | 884.298 | 1 |  |  |  |  | N | N | Eligible
RA | OB | LHR | System, Thermographic, Liquid Crystal (Sole Diagnostic Screen) | 3 |  | N | N |  | 884.2982 | 2 |  |  |  |  | N | N | Eligible
RA | OB | LXE | Doppler, Fetal, Ultrasound | 2 |  | N | Y |  | 884.266 | 1 |  |  |  |  | N | N | Eligible
RA | OB | MAA | Monitor, Fetal Doppler Ultrasound | 2 |  | N | Y |  | 884.266 | 1 |  |  |  |  | N | N | Eligible
RA | RA | EAJ | Apron, Leaded | 1 |  | N | N |  | 892.65 | 4 |  |  |  |  | N | N | Eligible
RA | RA | EAK | Screen, Leaded, Operator Radiation Protector | 1 |  | N | N |  | 892.65 | 4 |  |  |  |  | N | N | Eligible
RA | RA | EAM | Screen, Intensifying, Radiographic | 1 |  | N | N |  | 892.196 | 4 |  |  |  |  | N | N | Eligible
RA | RA | EGT | Controller, Temperature, Radiographic | 2 |  | N | N |  | 892.19 | 4 |  |  |  |  | N | N | Eligible
RA | RA | EGW | Dryer, Film, Radiographic | 2 |  | N | N |  | 892.19 | 4 |  |  |  |  | N | N | Eligible
RA | RA | EGY | Processor, Radiographic-Film, Automatic, Dental | 2 |  | N | N |  | 892.19 | 4 |  |  |  |  | N | N | Eligible
RA | RA | HBK | Chair, Pneumoencephalographic | 2 |  | N | N |  | 892.182 | 4 |  |  |  |  | N | N | Eligible
RA | RA | ITX | Transducer, Ultrasonic, Diagnostic | 2 |  | N | Y |  | 892.157 | 1 |  |  |  |  | N | N | Eligible
RA | RA | ITY | Assembly, Tube Housing, X-Ray, Diagnostic | 1 |  | N | N |  | 892.176 | 4 |  |  |  |  | N | N | Eligible
RA | RA | ITZ | Assembly, Tube Housing, X-Ray, Therapeutic | 2 |  | N | Y |  | 892.593 | 1 |  |  |  |  | N | N | Eligible
RA | RA | IWA | Source, Wire, Iridium, Radioactive | 2 |  | N | Y |  | 892.573 | 1 |  |  |  |  | N | N | Eligible
RA | RA | IWB | System, Radiation Therapy, Radionuclide | 2 |  | N | N |  | 892.575 | 1 |  |  |  |  | N | N | Eligible
RA | RA | IWD | Device, Beam Limiting, Teletherapy, Radionuclide | 2 |  | N | Y |  | 892.575 | 1 |  |  |  |  | N | N | Eligible
RA | RA | IWE | Monitor, Patient Position, Light-Beam | 1 |  | N | N |  | 892.578 | 4 |  |  |  |  | N | N | Eligible
RA | RA | IWF | Needle, Isotope, Gold, Titanium, Platinum | 2 |  | N | Y |  | 892.573 | 1 |  |  |  |  | N | N | Eligible
RA | RA | IWG | Seed, Isotope, Gold, Titanium, Platinum | 2 |  | N | N |  | 892.573 | 1 |  |  |  |  | Y | N | Eligible
RA | RA | IWH | Source, Teletherapy, Radionuclide | 1 |  | N | N |  | 892.574 | 4 |  |  |  |  | N | N | Eligible
RA | RA | IWI | Source, Isotope, Sealed, Gold, Titanium, Platinum | 2 |  | N | Y |  | 892.573 | 1 |  |  |  |  | N | N | Eligible
RA | RA | IWJ | System, Applicator, Radionuclide, Manual | 1 |  | N | N |  | 892.565 | 4 |  |  |  |  | N | N | Eligible
RA | RA | IWK | Cyclotron, Medical | 2 |  | N | N |  | 892.505 | 1 |  |  |  |  | N | N | Eligible
RA | RA | IWL | System, Radiation Therapy, Neutron, Medical | 2 |  | N | N |  | 892.53 | 1 |  |  |  |  | N | N | Eligible
RA | RA | IWM | Synchrotron, Medical | 2 |  | N | N |  | 892.505 | 1 |  |  |  |  | N | N | Eligible
RA | RA | IWN | Cassette, Measurement, Ardran-Crooks | 1 |  | Y | N |  | 892.194 | 4 |  |  |  |  | N | N | Eligible
RA | RA | IWO | Apron, Protective | 1 |  | N | N |  | 892.65 | 4 |  |  |  |  | N | N | Eligible
RA | RA | IWP | Radiographic Protective Glove | 1 |  | N | N |  | 892.65 | 4 | A protective radiographic glove is a "personnel protective shield." The gloves are intended to protect the operator, patient, or other person from unnecessary exposure to radiation during radiological procedures by providing an attenuating barrier to radiation. Note: These devices are not patient examination gloves or surgeon's gloves. - |  |  |  | N | N | Eligible
RA | RA | IWQ | Curtain, Protective, Radiographic | 1 |  | N | N |  | 892.65 | 4 |  |  |  |  | N | N | Eligible
RA | RA | IWR | Holder, Syringe, Lead | 1 |  | N | N |  | 892.65 | 4 |  |  |  |  | N | N | Eligible
RA | RA | IWS | Shield, Eye, Radiological | 1 |  | N | N |  | 892.65 | 4 |  |  |  |  | N | N | Eligible
RA | RA | IWT | Shield, Gonadal | 1 |  | N | N |  | 892.65 | 4 |  |  |  |  | N | N | Eligible
RA | RA | IWW | Shield, Vial | 1 |  | N | N |  | 892.65 | 4 |  |  |  |  | N | N | Eligible
RA | RA | IWX | Barrier, Control Panel, X-Ray, Movable | 1 |  | N | N |  | 892.65 | 4 |  |  |  |  | N | N | Eligible
RA | RA | IWY | Holder, Head, Radiographic | 1 |  | Y | N |  | 892.192 | 4 |  |  |  |  | N | N | Eligible
RA | RA | IWZ | Film, Radiographic | 1 |  | N | N |  | 892.184 | 4 |  |  |  |  | N | N | Eligible
RA | RA | IXA | Cassette, Radiographic Film | 2 |  | N | N |  | 892.185 | 4 |  |  |  |  | N | N | Eligible
RA | RA | IXC | Illuminator, Radiographic-Film | 1 |  | N | N |  | 892.189 | 4 |  |  |  |  | N | N | Eligible
RA | RA | IXD | Source, Calibration, Sealed, Nuclear | 1 |  | N | N |  | 892.14 | 4 |  |  |  |  | N | N | Eligible
RA | RA | IXF | Test-Pattern, Radiographic | 1 |  | Y | N |  | 892.194 | 4 |  |  |  |  | N | N | Eligible
RA | RA | IXG | Phantom, Anthropomorphic, Radiographic | 1 |  | Y | N |  | 892.195 | 4 |  |  |  |  | N | N | Eligible
RA | RA | IXH | Camera, Focal Spot, Radiographic | 1 |  | Y | N |  | 892.194 | 4 |  |  |  |  | N | N | Eligible
RA | RA | IXI | Block, Beam-Shaping, Radiation Therapy | 2 |  | N | Y |  | 892.571 | 1 |  |  |  |  | N | N | Eligible
RA | RA | IXJ | Grid, Radiographic | 1 |  | N | N |  | 892.191 | 4 |  |  |  |  | N | N | Eligible
RA | RA | IXK | System, Imaging, X-Ray, Electrostatic | 2 |  | N | Y |  | 892.163 | 1 |  |  |  |  | N | N | Eligible
RA | RA | IXL | Device, Spot-Film | 2 |  | N | N |  | 892.167 | 4 |  |  |  |  | N | N | Eligible
RA | RA | IXO | Synchronizer, Ecg / Respirator, Radiographic | 1 |  | N | N |  | 892.197 | 4 |  |  |  |  | N | N | Eligible
RA | RA | IXQ | Table, Radiographic, Stationary Top | 2 |  | N | N |  | 892.198 | 4 |  |  |  |  | N | N | Eligible
RA | RA | IXR | Table, Radiographic, Tilting | 2 |  | N | N |  | 892.198 | 4 |  |  |  |  | N | N | Eligible
RA | RA | IXW | Processor, Radiographic-Film, Automatic | 2 |  | N | N |  | 892.19 | 4 |  |  |  |  | N | N | Eligible
RA | RA | IXX | Processor, Cine Film | 2 |  | N | N |  | 892.19 | 4 |  |  |  |  | N | N | Eligible
RA | RA | IXY | Holder, Radiographic Cassette, Wall-Mounted | 1 |  | N | N |  | 892.188 | 4 |  |  |  |  | N | N | Eligible
RA | RA | IYB | Tube Mount, X-Ray, Diagnostic | 1 |  | N | N |  | 892.177 | 4 |  |  |  |  | N | N | Eligible
RA | RA | IYC | Generator, Orthovoltage, Therapeutic X-Ray | 2 |  | N | Y |  | 892.59 | 1 |  |  |  |  | N | N | Eligible
RA | RA | IYD | Generator, Low Voltage, Therapeutic X-Ray | 2 |  | N | Y |  | 892.59 | 1 |  |  |  |  | N | N | Eligible
RA | RA | IYE | Accelerator, Linear, Medical | 2 |  | N | N |  | 892.505 | 1 |  |  |  |  | N | N | Eligible
RA | RA | IYG | Betatron, Medical | 2 |  | N | N |  | 892.505 | 1 |  |  |  |  | N | N | Eligible
RA | RA | IYH | Generator, Dermatological (Grenz Ray), Therapeutic X-Ray | 2 |  | N | Y |  | 892.59 | 1 |  |  |  |  | N | N | Eligible
RA | RA | IYI | Collimator, Orthovoltage, Therapeutic X-Ray | 2 |  | N | Y |  | 892.59 | 1 |  |  |  |  | N | N | Eligible
RA | RA | IYJ | Collimator, Low Voltage, Therapeutic X-Ray | 2 |  | N | Y |  | 892.59 | 1 |  |  |  |  | N | N | Eligible
RA | RA | IYK | Collimator, High Voltage, Therapeutic X-Ray | 2 |  | N | Y |  | 892.59 | 1 |  |  |  |  | N | N | Eligible
RA | RA | IYL | Collimator, Dermatological, Therapeutic X-Ray | 2 |  | N | Y |  | 892.59 | 1 |  |  |  |  | N | N | Eligible
RA | RA | IYN | System, Imaging, Pulsed Doppler, Ultrasonic | 2 |  | N | Y |  | 892.155 | 1 |  |  |  |  | N | N | Eligible
RA | RA | IYO | System, Imaging, Pulsed Echo, Ultrasonic | 2 |  | N | Y |  | 892.156 | 1 |  |  |  |  | N | N | Eligible
RA | RA | IYP | Phantom, Anthropomorphic, Nuclear | 1 |  | N | N |  | 892.137 | 4 |  |  |  |  | N | N | Eligible
RA | RA | IYQ | Phantom, Flood Source, Nuclear | 1 |  | N | N |  | 892.138 | 4 |  |  |  |  | N | N | Eligible
RA | RA | IYT | System, Rebreathing, Radionuclide | 2 |  | N | Y |  | 892.139 | 1 |  |  |  |  | N | N | Eligible
RA | RA | IYW | Scanner, Rectilinear, Nuclear | 1 |  | N | N |  | 892.13 | 4 |  |  |  |  | N | N | Eligible
RA | RA | IYX | Camera, Scintillation (Gamma) | 1 |  | N | Y |  | 892.11 | 1 |  |  |  |  | N | N | Eligible
RA | RA | IYY | Synchronizer, Electrocardiograph, Nuclear | 1 |  | N | N |  | 892.141 | 4 |  |  |  |  | N | N | Eligible
RA | RA | IYZ | Bed, Scanning, Nuclear | 1 |  | N | N |  | 892.135 | 4 |  |  |  |  | N | N | Eligible
RA | RA | IZC | Camera, Positron | 1 |  | N | Y |  | 892.111 | 1 |  |  |  |  | N | N | Eligible
RA | RA | IZD | Probe, Uptake, Nuclear | 1 |  | N | N |  | 892.132 | 4 |  |  |  |  | N | N | Eligible
RA | RA | IZF | System, X-Ray, Tomographic | 2 |  | N | Y |  | 892.174 | 1 |  |  |  |  | N | N | Eligible
RA | RA | IZG | System, X-Ray, Photofluorographic | 2 |  | N | Y |  | 892.173 | 1 |  |  |  |  | N | N | Eligible
RA | RA | IZH | System, X-Ray, Mammographic | 2 |  | N | Y |  | 892.171 | 1 |  |  |  |  | N | N | Eligible
RA | RA | IZI | System, X-Ray, Angiographic | 2 |  | N | N |  | 892.16 | 1 |  |  |  |  | N | N | Eligible
RA | RA | IZJ | Camera, X-Ray, Fluorographic, Cine Or Spot | 2 |  | N | Y |  | 892.162 | 1 |  |  |  |  | N | N | Eligible
RA | RA | IZL | System, X-Ray, Mobile | 2 |  | N | Y |  | 892.172 | 1 |  |  |  |  | N | N | Eligible
RA | RA | IZO | Generator, High-Voltage, X-Ray, Diagnostic | 1 |  | N | N |  | 892.17 | 4 |  |  |  |  | N | N | Eligible
RA | RA | IZP | Programmer, Changer, Film/Cassette, Radiographic | 2 |  | N | N |  | 892.187 | 4 |  |  |  |  | N | N | Eligible
RA | RA | IZS | Aperture, Radiographic | 2 |  | N | N |  | 892.161 | 4 |  |  |  |  | N | N | Eligible
RA | RA | IZT | Cone, Radiographic | 2 |  | N | N |  | 892.161 | 4 |  |  |  |  | N | N | Eligible
RA | RA | IZW | Collimator, Automatic, Radiographic | 2 |  | N | N |  | 892.161 | 4 |  |  |  |  | N | N | Eligible
RA | RA | IZX | Collimator, Manual, Radiographic | 2 |  | N | N |  | 892.161 | 4 |  |  |  |  | N | N | Eligible
RA | RA | IZZ | Table, Radiographic, Non-Tilting, Powered | 2 |  | N | N |  | 892.198 | 4 |  |  |  |  | N | N | Eligible
RA | RA | JAA | System, X-Ray, Fluoroscopic, Image-Intensified | 2 |  | N | Y |  | 892.165 | 1 |  |  |  |  | N | N | Eligible
RA | RA | JAB | System, X-Ray, Fluoroscopic, Non-Image-Intensified | 2 |  | N | Y |  | 892.166 | 1 |  |  |  |  | N | N | Eligible
RA | RA | JAC | System, X-Ray, Film Marking, Radiographic | 1 |  | N | N |  | 892.164 | 4 |  |  |  |  | N | N | Eligible
RA | RA | JAD | System, Therapeutic, X-Ray | 2 |  | N | N |  | 892.59 | 1 |  |  |  |  | N | N | Eligible
RA | RA | JAE | Microtron, Medical | 2 |  | N | N |  | 892.505 | 1 |  |  |  |  | N | N | Eligible
RA | RA | JAF | Monitor, Ultrasonic, Nonfetal | 2 |  | N | Y |  | 892.154 | 1 |  |  |  |  | N | N | Eligible
RA | RA | JAG | Illuminator, Radiographic-Film, Explosion-Proof | 1 |  | N | N |  | 892.189 | 4 |  |  |  |  | N | N | Eligible
RA | RA | JAI | Couch, Radiation Therapy, Powered | 2 |  | N | Y |  | 892.577 | 1 |  |  |  |  | N | N | Eligible
RA | RA | JAK | System, X-Ray, Tomography, Computed | 2 |  | N | Y |  | 892.175 | 1 |  |  |  |  | N | N | Eligible
RA | RA | JAM | Scanner, Whole Body, Nuclear | 1 |  | N | N |  | 892.133 | 4 |  |  |  |  | N | N | Eligible
RA | RA | JAN | Counter, Whole Body, Nuclear | 1 |  | N | N |  | 892.113 | 4 |  |  |  |  | N | N | Eligible
RA | RA | JAO | Scanner, Fluorescent | 2 |  | N | Y |  | 892.122 | 1 |  |  |  |  | N | N | Eligible
RA | RA | JAQ | System, Applicator, Radionuclide, Remote-Controlled | 2 |  | N | N |  | 892.57 | 1 |  |  |  |  | N | N | Eligible
RA | RA | JAR | Phantom, Test-Pattern, Radionuclide | 1 |  | N | N |  | 892.142 | 4 |  |  |  |  | N | N | Eligible
RA | RA | JWM | System, Tomographic, Nuclear | 2 |  | N | Y |  | 892.131 | 1 |  |  |  |  | N | N | Eligible
RA | RA | KGI | Densitometer, Bone | 2 |  | N | Y |  | 892.117 | 1 |  |  |  |  | N | N | Eligible
RA | RA | KPQ | System, Simulation, Radiation Therapy | 2 |  | N | Y |  | 892.584 | 1 |  |  |  |  | N | N | Eligible
RA | RA | KPR | System, X-Ray, Stationary | 2 |  | N | Y |  | 892.168 | 1 |  |  |  |  | N | N | Eligible
RA | RA | KPS | System, Tomography, Computed, Emission | 2 |  | N | Y |  | 892.12 | 1 |  |  |  |  | N | N | Eligible
RA | RA | KPT | Calibrator, Dose, Radionuclide | 2 |  | N | Y |  | 892.136 | 1 |  |  |  |  | N | N | Eligible
RA | RA | KPW | Device, Beam Limiting, X-Ray, Diagnostic | 2 |  | N | N |  | 892.161 | 4 |  |  |  |  | N | N | Eligible
RA | RA | KPX | Changer, Radiographic Film/Cassette | 2 |  | N | N |  | 892.186 | 4 |  |  |  |  | N | N | Eligible
RA | RA | KPY | Shield, Protective, Personnel | 1 |  | N | N |  | 892.65 | 4 |  |  |  |  | N | N | Eligible
RA | RA | KPZ | Generator, High Voltage, X-Ray, Therapeutic | 2 |  | N | Y |  | 892.59 | 1 |  |  |  |  | N | N | Eligible
RA | RA | KQA | Device, Beam Limiting, X-Ray, Therapeutic | 2 |  | N | Y |  | 892.59 | 1 |  |  |  |  | N | N | Eligible
RA | RA | KXH | Cradle, Patient, Radiologic | 1 |  | N | N |  | 892.183 | 4 |  |  |  |  | N | N | Eligible
RA | RA | KXJ | Table, Radiologic | 2 |  | N | N |  | 892.198 | 4 |  |  |  |  | N | N | Eligible
RA | RA | KXK | Source, Brachytherapy, Radionuclide | 2 |  | N | N |  | 892.573 | 1 |  |  |  |  | Y | N | Eligible
RA | RA | LEK | Transilluminator (Diaphanoscope) | 3 |  | N | N |  | 892.199 | 2 | Classified August 17, 1995: 60 fr 36639: Classification into Class III for the transilluminator (diaphanoscope or lightscanner) for breast evaluation requires manufacturers of transilluminators to submit safety and effectiveness tests for the device. |  |  |  | N | N | Eligible
RA | RA | LHN | System, Radiation Therapy, Charged-Particle, Medical | 2 |  | N | N |  | 892.505 | 1 |  |  |  |  | N | N | Eligible
RA | RA | LHO | Instrument, Quality-Assurance, Radiologic | 1 |  | Y | N |  | 892.194 | 4 |  |  |  |  | N | N | Eligible
RA | RA | LLZ | System, Image Processing, Radiological | 2 |  | N | Y |  | 892.205 | 1 |  |  |  |  | N | N | Eligible
RA | RA | LMA | Digitizer, Image, Radiological | 2 |  | N | N |  | 892.203 | 4 |  |  |  |  | N | N | Eligible
RA | RA | LMB | Device, Digital Image Storage, Radiological | 1 |  | N | N |  | 892.201 | 4 | Medical image storage hardware is a device that provides electronic maintenance and access functions for medical images. |  |  |  | N | N | Eligible
RA | RA | LMC | Camera, Multi Format, Radiological | 2 |  | N | N |  | 892.204 | 4 |  |  |  |  | N | N | Eligible
RA | RA | LMD | System, Digital Image Communications, Radiological | 1 |  | N | N |  | 892.202 | 4 | A medical image communications device provides electronic transfer of medical image data between medical devices. It may include a physical communications medium, modems, interfaces, and a communications protocol. It may provide simple image review software functionality for medical image processing and manipulation, such as grayscale window and level, zoom and pan, user delineated geometric measurements, compression, or user added image annotations. The device does not perform advanced image processing or complex quantitative functions. |  |  |  | N | N | Eligible
RA | RA | LNH | System, Nuclear Magnetic Resonance Imaging | 2 |  | N | Y |  | 892.1 | 1 |  |  |  |  | N | N | Eligible
RA | RA | LNI | System, Nuclear Magnetic Resonance Spectroscopic | 2 |  | N | Y |  | 892.1 | 1 |  |  |  |  | N | N | Eligible
RA | RA | LQA | Media, Reusable Image | 1 |  | N | N |  | 892.184 | 4 |  |  |  |  | N | N | Eligible
RA | RA | MOS | Coil, Magnetic Resonance, Specialty | 2 |  | N | Y |  | 892.1 | 1 |  |  |  |  | N | N | Eligible
RA | RA | MQB | Solid State X-Ray Imager (Flat Panel/Digital Imager) | 2 |  | N | Y |  | 892.168 | 1 |  |  |  |  | N | N | Eligible
RA | RA | MUA | Bone Sonometer | 2 |  | N | N |  | 892.118 | 1 | A bone sonometer is a device that transmits ultrasound energy into the human body to measure acoustic properties of bone that indicate overall bone health and fracture risk. The primary components of the device are a voltage generator, a transmitting transducer, a receiving transducer, and hardware and software for reception and processing of the received ultrasonic signal. Reclassified from class 3 pma to class 2 510(k) 892.1180 [docket no. Fda-2005-n-0346] reclassification of bone sonometers |  |  |  | N | N | Eligible
RA | RA | MUE | Full Field Digital, System, X-Ray, Mammographic | 2 |  | N | Y |  | 892.1715 | 1 |  |  |  |  | N | N | Eligible
RA | RA | MUI | Media, Coupling, Ultrasound | 2 |  | N | Y |  | 892.157 | 1 |  |  |  |  | N | N | Eligible
RA | RA | MUJ | System, Planning, Radiation Therapy Treatment | 2 |  | N | N |  | 892.505 | 1 |  |  |  |  | N | N | Eligible
RA | RA | MWP | Cabinet, X-Ray System | 2 |  | N | Y |  | 892.168 | 1 |  |  |  |  | N | N | Eligible
RA | RA | MWW | Accessory - Film Dosimetry System | 2 |  | N | N |  | 892.505 | 4 |  |  |  |  | N | N | Eligible
RA | RA | MYN | Analyzer, Medical Image | 2 |  | N | N |  | 892.207 | 1 | For information on the MYN device, please see: https://www.federalregister.gov/documents/2020/01/22/2020-00494/radiology-devices-reclassification-of-medical-image-analyzers |  |  |  | N | N | Eligible
RA | RA | NCS | System, Imaging, Holography, Acoustic | 2 |  | N | N |  | 892.155 | 1 |  |  |  |  | N | N | Eligible
RA | RA | NMP | Needle, Isotope, Reprocessed | 2 |  | N | N |  | 892.573 | 1 | Reprocessing validation data for this device type must be included in a 510(k) submission. (70 FR 56911, available at https://www.govinfo.gov/content/pkg/FR-2005-09-29/pdf/05-19510.pdf). |  |  |  | N | N | Eligible
RA | RA | NWE | Colon Computed Tomography System, Computer Aided Detection | 2 |  | N | N |  | 892.205 | 1 | To assist radiologists in the review of multi-slice computed tomography (msct) exams of the colon and highlight potential polyps that the radiologist should review. | Computer based software | Detection algorithm searches for and identifies potential polyps or other lesions on images of the colon acquired using multi-slice computed tomography (msct). | Colon | N | N | Eligible
RA | RA | NZT | Dosimeter, Ionizing Radiation, Implanted | 2 |  | N | N |  | 892.505 | 1 | Verify radiation dose to organs from external radiation therapy. | glass encapsulated electronics | Radiation causes change in MOSFET diode that is perportional to dose which can be interigated by external reader. | Radiation therapy target organ | Y | N | Eligible
RA | RA | OAS | X-Ray, Tomography, Computed, Dental | 2 |  | N | N |  | 892.175 | 1 | Produce cross-sectional diagnostic x-ray images of the intra-oral tissue and teeth. | X-ray machine | Uses x-ray scanning to produce computed tomographic images | Mouth and associated stuctures | N | N | Eligible
RA | RA | OEB | Lung Computed Tomography System, Computer-Aided Detection | 2 |  | N | N |  | 892.205 | 1 | To assist radiologists in the review of multi-slice computed tomography (msct) exams of the chest and highlight potential nodules that the radiologist should review. A computer aided diagnosis, lung computed tomography system is a class 3 device under product code NRR. | Software device. | Detection algorithm searches for and identifies potential nodules on images of the chest acquired using multi-slice computed tomography (msct). | Lung | N | N | Eligible
RA | RA | OII | Arthrogram Tray | 2 |  | N | N |  | 892.165 | 4 | This product code has been established in accordance with the May 20, 1997, guidance entitled, convenience kits interim regulatory guidance, found at http://www.fda.gov/downloads/MedicalDevices/DeviceRegulationandGuidance/GuidanceDocuments/ucm080217.pdf. This type of convenience kit, as listed in the guidance above, is under enforcement discretion, and does not require a premarket notification (510(k)) to market if it meets all criteria in the guidance. | This product code has been established in accordance with the May 20, 1997, guidance entitled, convenience kits interim regulatory guidance, found at http://www.fda.gov/downloads/MedicalDevices/DeviceRegulationandGuidance/GuidanceDocuments/ucm080217.pdf. This type of convenience kit, as listed in the guidance above, is under enforcement discretion, and does not require a premarket notification (510(k)) to market if it meets all criteria in the guidance. | This product code has been established in accordance with the May 20, 1997, guidance entitled, convenience kits interim regulatory guidance, found at http://www.fda.gov/downloads/MedicalDevices/DeviceRegulationandGuidance/GuidanceDocuments/ucm080217.pdf. This type of convenience kit, as listed in the guidance above, is under enforcement discretion, and does not require a premarket notification (510(k)) to market if it meets all criteria in the guidance. | This product code has been established in accordance with the May 20, 1997, guidance entitled, convenience kits interim regulatory guidance, found at http://www.fda.gov/downloads/MedicalDevices/DeviceRegulationandGuidance/GuidanceDocuments/ucm080217.pdf. This type of convenience kit, as listed in the guidance above, is under enforcement discretion, and does not require a premarket notification (510(k)) to market if it meets all criteria in the guidance. | N | N | Eligible
RA | RA | OIJ | Biopsy Needle Guide Kit | 2 |  | N | N |  | 892.156 | 4 | FDA has exempted these devices from the premarket notification requirement by publishing in the Federal Register of July 11, 2017 (82 FR 31976) available at https://www.federalregister.gov/documents/2017/07/11/2017-14453/medical-devices-exemptions-from-premarket-notification-class-ii-devices subject to the limitations under 21 CFR XXX.9, where XXX refers to Parts 862-892, and any limitations on the exemption described in (82 FR 31976). Any device that exceeds the limitations found in 21 CFR sections 862.9 to 892.9 or identified in the Federal Register (82 FR 31976) available at https://www.federalregister.gov/documents/2017/07/11/2017-14453/medical-devices-exemptions-from-premarket-notification-class-ii-devices is required to submit a premarket notification submission (510(k)) to FDA before introducing a device into interstate commerce. If a manufacturer�s device is exempt from the premarket notification requirement, then a premarket notification submission and FDA clearance is not required before marketing the device in the U.S. however, manufacturers are required to meet all other requirements under the Federal Food Drug & Cosmetic and implementing regulations including (but not limited to) registration and listing requirements. Please see the Device Registration and Listing website for additional information on registration and listing. This product code has been established in accordance with the may 20, 1997, guidance entitled, convenience kits interim regulatory guidance, found at https://www.fda.gov/downloads/MedicalDevices/DeviceRegulationandGuidance/GuidanceDocuments/ucm080217.pdf. This type of convenience kit, as listed in the guidance above, is under enforcement discretion, and does not require a premarket notification (510(k)) to market if it meets all criteria in the guidance. | This product code has been established in accordance with the May 20, 1997, Guidance entitled, Convenience Kits Interim Regulatory Guidance, found at www.fda.gov/cdrh/ode/convkit.html. This type of convenience kit, as listed in the guidance above, is under enforcement discretion, and does not require a premarket notification (510(k)) to market if it meets all criteria in the guidance. | This product code has been established in accordance with the May 20, 1997, Guidance entitled, Convenience Kits Interim Regulatory Guidance, found at www.fda.gov/cdrh/ode/convkit.html. This type of convenience kit, as listed in the guidance above, is under enforcement discretion, and does not require a premarket notification (510(k)) to market if it meets all criteria in the guidance. | This product code has been established in accordance with the May 20, 1997, Guidance entitled, Convenience Kits Interim Regulatory Guidance, found at www.fda.gov/cdrh/ode/convkit.html. This type of convenience kit, as listed in the guidance above, is under enforcement discretion, and does not require a premarket notification (510(k)) to market if it meets all criteria in the guidance. | N | N | Eligible
RA | RA | OIK | Radiology Dental Tray | 2 |  | N | N |  | 892.165 | 4 | FDA has exempted these devices from the premarket notification requirement by publishing in the Federal Register of July 11, 2017 (82 FR 31976) available at https://www.federalregister.gov/documents/2017/07/11/2017-14453/medical-devices-exemptions-from-premarket-notification-class-ii-devices subject to the limitations under 21 CFR XXX.9, where XXX refers to Parts 862-892, and any limitations on the exemption described in (82 FR 31976). Any device that exceeds the limitations found in 21 CFR sections 862.9 to 892.9 or identified in the Federal Register (82 FR 31976) available at https://www.federalregister.gov/documents/2017/07/11/2017-14453/medical-devices-exemptions-from-premarket-notification-class-ii-devices is required to submit a premarket notification submission (510(k)) to FDA before introducing a device into interstate commerce. If a manufacturer�s device is exempt from the premarket notification requirement, then a premarket notification submission and FDA clearance is not required before marketing the device in the U.S. however, manufacturers are required to meet all other requirements under the Federal Food Drug & Cosmetic and implementing regulations including (but not limited to) registration and listing requirements. Please see the Device Registration and Listing website for additional information on registration and listing. This product code has been established in accordance with the may 20, 1997, guidance entitled, convenience kits interim regulatory guidance, found at https://www.fda.gov/downloads/MedicalDevices/DeviceRegulationandGuidance/GuidanceDocuments/ucm080217.pdf. This type of convenience kit, as listed in the guidance above, is under enforcement discretion, and does not require a premarket notification (510(k)) to market if it meets all criteria in the guidance. | This product code has been established in accordance with the May 20, 1997, guidance entitled, convenience kits interim regulatory guidance, found at http://www.fda.gov/downloads/MedicalDevices/DeviceRegulationandGuidance/GuidanceDocuments/ucm080217.pdf. This type of convenience kit, as listed in the guidance above, is under enforcement discretion, and does not require a premarket notification (510(k)) to market if it meets all criteria in the guidance. | This product code has been established in accordance with the May 20, 1997, guidance entitled, convenience kits interim regulatory guidance, found at http://www.fda.gov/downloads/MedicalDevices/DeviceRegulationandGuidance/GuidanceDocuments/ucm080217.pdf. This type of convenience kit, as listed in the guidance above, is under enforcement discretion, and does not require a premarket notification (510(k)) to market if it meets all criteria in the guidance. | This product code has been established in accordance with the May 20, 1997, guidance entitled, convenience kits interim regulatory guidance, found at http://www.fda.gov/downloads/MedicalDevices/DeviceRegulationandGuidance/GuidanceDocuments/ucm080217.pdf. This type of convenience kit, as listed in the guidance above, is under enforcement discretion, and does not require a premarket notification (510(k)) to market if it meets all criteria in the guidance. | N | N | Eligible
RA | RA | OIL | Discography Kit | 2 |  | N | N |  | 892.173 | 4 | FDA has exempted these devices from the premarket notification requirement by publishing in the Federal Register of July 11, 2017 (82 FR 31976) available at https://www.federalregister.gov/documents/2017/07/11/2017-14453/medical-devices-exemptions-from-premarket-notification-class-ii-devices subject to the limitations under 21 CFR XXX.9, where XXX refers to Parts 862-892, and any limitations on the exemption described in (82 FR 31976). Any device that exceeds the limitations found in 21 CFR sections 862.9 to 892.9 or identified in the Federal Register (82 FR 31976) available at https://www.federalregister.gov/documents/2017/07/11/2017-14453/medical-devices-exemptions-from-premarket-notification-class-ii-devices is required to submit a premarket notification submission (510(k)) to FDA before introducing a device into interstate commerce. If a manufacturer�s device is exempt from the premarket notification requirement, then a premarket notification submission and FDA clearance is not required before marketing the device in the U.S. however, manufacturers are required to meet all other requirements under the Federal Food Drug & Cosmetic and implementing regulations including (but not limited to) registration and listing requirements. Please see the Device Registration and Listing website for additional information on registration and listing. This product code has been established in accordance with the may 20, 1997, guidance entitled, convenience kits interim regulatory guidance, found at https://www.fda.gov/downloads/MedicalDevices/DeviceRegulationandGuidance/GuidanceDocuments/ucm080217.pdf. This type of convenience kit, as listed in the guidance above, is under enforcement discretion, and does not require a premarket notification (510(k)) to market if it meets all criteria in the guidance. | This product code has been established in accordance with the May 20, 1997, Guidance entitled, Convenience Kits Interim Regulatory Guidance, found at www.fda.gov/cdrh/ode/convkit.html. This type of convenience kit, as listed in the guidance above, is under enforcement discretion, and does not require a premarket notification (510(k)) to market if it meets all criteria in the guidance. | This product code has been established in accordance with the May 20, 1997, Guidance entitled, Convenience Kits Interim Regulatory Guidance, found at www.fda.gov/cdrh/ode/convkit.html. This type of convenience kit, as listed in the guidance above, is under enforcement discretion, and does not require a premarket notification (510(k)) to market if it meets all criteria in the guidance. | This product code has been established in accordance with the May 20, 1997, Guidance entitled, Convenience Kits Interim Regulatory Guidance, found at www.fda.gov/cdrh/ode/convkit.html. This type of convenience kit, as listed in the guidance above, is under enforcement discretion, and does not require a premarket notification (510(k)) to market if it meets all criteria in the guidance. | N | N | Eligible
RA | RA | OIM | Mri Disposable Kit | 2 |  | N | N |  | 892.1 | 4 | FDA has exempted these devices from the premarket notification requirement by publishing in the Federal Register of July 11, 2017 (82 FR 31976) available at https://www.federalregister.gov/documents/2017/07/11/2017-14453/medical-devices-exemptions-from-premarket-notification-class-ii-devices subject to the limitations under 21 CFR XXX.9, where XXX refers to Parts 862-892, and any limitations on the exemption described in (82 FR 31976). Any device that exceeds the limitations found in 21 CFR sections 862.9 to 892.9 or identified in the Federal Register (82 FR 31976) available at https://www.federalregister.gov/documents/2017/07/11/2017-14453/medical-devices-exemptions-from-premarket-notification-class-ii-devices is required to submit a premarket notification submission (510(k)) to FDA before introducing a device into interstate commerce. If a manufacturer�s device is exempt from the premarket notification requirement, then a premarket notification submission and FDA clearance is not required before marketing the device in the U.S. however, manufacturers are required to meet all other requirements under the Federal Food Drug & Cosmetic and implementing regulations including (but not limited to) registration and listing requirements. Please see the Device Registration and Listing website for additional information on registration and listing. This product code has been established in accordance with the may 20, 1997, guidance entitled, convenience kits interim regulatory guidance, found at https://www.fda.gov/downloads/MedicalDevices/DeviceRegulationandGuidance/GuidanceDocuments/ucm080217.pdf. This type of convenience kit, as listed in the guidance above, is under enforcement discretion, and does not require a premarket notification (510(k)) to market if it meets all criteria in the guidance. | This product code has been established in accordance with the May 20, 1997, Guidance entitled, Convenience Kits Interim Regulatory Guidance, found at www.fda.gov/cdrh/ode/convkit.html. This type of convenience kit, as listed in the guidance above, is under enforcement discretion, and does not require a premarket notification (510(k)) to market if it meets all criteria in the guidance. | This product code has been established in accordance with the May 20, 1997, Guidance entitled, Convenience Kits Interim Regulatory Guidance, found at www.fda.gov/cdrh/ode/convkit.html. This type of convenience kit, as listed in the guidance above, is under enforcement discretion, and does not require a premarket notification (510(k)) to market if it meets all criteria in the guidance. | This product code has been established in accordance with the May 20, 1997, Guidance entitled, Convenience Kits Interim Regulatory Guidance, found at www.fda.gov/cdrh/ode/convkit.html. This type of convenience kit, as listed in the guidance above, is under enforcement discretion, and does not require a premarket notification (510(k)) to market if it meets all criteria in the guidance. | N | N | Eligible
RA | RA | OIN | Prostate Seeding Kit | 2 |  | N | N |  | 892.573 | 4 | FDA has exempted these devices from the premarket notification requirement by publishing in the Federal Register of July 11, 2017 (82 FR 31976) available at https://www.federalregister.gov/documents/2017/07/11/2017-14453/medical-devices-exemptions-from-premarket-notification-class-ii-devices subject to the limitations under 21 CFR XXX.9, where XXX refers to Parts 862-892, and any limitations on the exemption described in (82 FR 31976). Any device that exceeds the limitations found in 21 CFR sections 862.9 to 892.9 or identified in the Federal Register (82 FR 31976) available at https://www.federalregister.gov/documents/2017/07/11/2017-14453/medical-devices-exemptions-from-premarket-notification-class-ii-devices is required to submit a premarket notification submission (510(k)) to FDA before introducing a device into interstate commerce. If a manufacturer�s device is exempt from the premarket notification requirement, then a premarket notification submission and FDA clearance is not required before marketing the device in the U.S. however, manufacturers are required to meet all other requirements under the Federal Food Drug & Cosmetic and implementing regulations including (but not limited to) registration and listing requirements. Please see the Device Registration and Listing website for additional information on registration and listing. This product code has been established in accordance with the may 20, 1997, guidance entitled, convenience kits interim regulatory guidance, found at https://www.fda.gov/downloads/MedicalDevices/DeviceRegulationandGuidance/GuidanceDocuments/ucm080217.pdf. This type of convenience kit, as listed in the guidance above, is under enforcement discretion, and does not require a premarket notification (510(k)) to market if it meets all criteria in the guidance. | This product code has been established in accordance with the May 20, 1997, Guidance entitled, Convenience Kits Interim Regulatory Guidance, found at www.fda.gov/cdrh/ode/convkit.html. This type of convenience kit, as listed in the guidance above, is under enforcement discretion, and does not require a premarket notification (510(k)) to market if it meets all criteria in the guidance. | This product code has been established in accordance with the May 20, 1997, Guidance entitled, Convenience Kits Interim Regulatory Guidance, found at www.fda.gov/cdrh/ode/convkit.html. This type of convenience kit, as listed in the guidance above, is under enforcement discretion, and does not require a premarket notification (510(k)) to market if it meets all criteria in the guidance. | This product code has been established in accordance with the May 20, 1997, Guidance entitled, Convenience Kits Interim Regulatory Guidance, found at www.fda.gov/cdrh/ode/convkit.html. This type of convenience kit, as listed in the guidance above, is under enforcement discretion, and does not require a premarket notification (510(k)) to market if it meets all criteria in the guidance. | N | N | Eligible
RA | RA | OIO | Radiographic Contrast Tray | 2 |  | N | N |  | 892.168 | 4 | FDA has exempted these devices from the premarket notification requirement by publishing in the Federal Register of July 11, 2017 (82 FR 31976) available at https://www.federalregister.gov/documents/2017/07/11/2017-14453/medical-devices-exemptions-from-premarket-notification-class-ii-devices subject to the limitations under 21 CFR XXX.9, where XXX refers to Parts 862-892, and any limitations on the exemption described in (82 FR 31976). Any device that exceeds the limitations found in 21 CFR sections 862.9 to 892.9 or identified in the Federal Register (82 FR 31976) available at https://www.federalregister.gov/documents/2017/07/11/2017-14453/medical-devices-exemptions-from-premarket-notification-class-ii-devices is required to submit a premarket notification submission (510(k)) to FDA before introducing a device into interstate commerce. If a manufacturer�s device is exempt from the premarket notification requirement, then a premarket notification submission and FDA clearance is not required before marketing the device in the U.S. however, manufacturers are required to meet all other requirements under the Federal Food Drug & Cosmetic and implementing regulations including (but not limited to) registration and listing requirements. Please see the Device Registration and Listing website for additional information on registration and listing. This product code has been established in accordance with the may 20, 1997, guidance entitled, convenience kits interim regulatory guidance, found at https://www.fda.gov/downloads/MedicalDevices/DeviceRegulationandGuidance/GuidanceDocuments/ucm080217.pdf. This type of convenience kit, as listed in the guidance above, is under enforcement discretion, and does not require a premarket notification (510(k)) to market if it meets all criteria in the guidance. | This product code has been established in accordance with the May 20, 1997, guidance entitled, convenience kits interim regulatory guidance, found at http://www.fda.gov/downloads/MedicalDevices/DeviceRegulationandGuidance/GuidanceDocuments/ucm080217.pdf. This type of convenience kit, as listed in the guidance above, is under enforcement discretion, and does not require a premarket notification (510(k)) to market if it meets all criteria in the guidance. | This product code has been established in accordance with the May 20, 1997, guidance entitled, convenience kits interim regulatory guidance, found at http://www.fda.gov/downloads/MedicalDevices/DeviceRegulationandGuidance/GuidanceDocuments/ucm080217.pdf. This type of convenience kit, as listed in the guidance above, is under enforcement discretion, and does not require a premarket notification (510(k)) to market if it meets all criteria in the guidance. | This product code has been established in accordance with the May 20, 1997, Guidance entitled, Convenience Kits Interim Regulatory Guidance, found at www.fda.gov/cdrh/ode/convkit.html. This type of convenience kit, as listed in the guidance above, is under enforcement discretion, and does not require a premarket notification (510(k)) to market if it meets all criteria in the guidance. | N | N | Eligible
RA | RA | OIP | Radiology-Diagnostic Kit | 2 |  | N | N |  | 892.168 | 4 | FDA has exempted these devices from the premarket notification requirement by publishing in the Federal Register of July 11, 2017 (82 FR 31976) available at https://www.federalregister.gov/documents/2017/07/11/2017-14453/medical-devices-exemptions-from-premarket-notification-class-ii-devices subject to the limitations under 21 CFR XXX.9, where XXX refers to Parts 862-892, and any limitations on the exemption described in (82 FR 31976). Any device that exceeds the limitations found in 21 CFR sections 862.9 to 892.9 or identified in the Federal Register (82 FR 31976) available at https://www.federalregister.gov/documents/2017/07/11/2017-14453/medical-devices-exemptions-from-premarket-notification-class-ii-devices is required to submit a premarket notification submission (510(k)) to FDA before introducing a device into interstate commerce. If a manufacturer�s device is exempt from the premarket notification requirement, then a premarket notification submission and FDA clearance is not required before marketing the device in the U.S. however, manufacturers are required to meet all other requirements under the Federal Food Drug & Cosmetic and implementing regulations including (but not limited to) registration and listing requirements. Please see the Device Registration and Listing website for additional information on registration and listing. This product code has been established in accordance with the may 20, 1997, guidance entitled, convenience kits interim regulatory guidance, found at https://www.fda.gov/downloads/MedicalDevices/DeviceRegulationandGuidance/GuidanceDocuments/ucm080217.pdf. This type of convenience kit, as listed in the guidance above, is under enforcement discretion, and does not require a premarket notification (510(k)) to market if it meets all criteria in the guidance. | This product code has been established in accordance with the May 20, 1997, Guidance entitled, Convenience Kits Interim Regulatory Guidance, found at www.fda.gov/cdrh/ode/convkit.html. This type of convenience kit, as listed in the guidance above, is under enforcement discretion, and does not require a premarket notification (510(k)) to market if it meets all criteria in the guidance. | This product code has been established in accordance with the May 20, 1997, Guidance entitled, Convenience Kits Interim Regulatory Guidance, found at www.fda.gov/cdrh/ode/convkit.html. This type of convenience kit, as listed in the guidance above, is under enforcement discretion, and does not require a premarket notification (510(k)) to market if it meets all criteria in the guidance. | This product code has been established in accordance with the May 20, 1997, Guidance entitled, Convenience Kits Interim Regulatory Guidance, found at www.fda.gov/cdrh/ode/convkit.html. This type of convenience kit, as listed in the guidance above, is under enforcement discretion, and does not require a premarket notification (510(k)) to market if it meets all criteria in the guidance. | N | N | Eligible
RA | RA | OMJ | Chest X-Ray Computer Aided Detection | 2 |  | N | N |  | 892.205 | 1 | To assist radiologists in the review of chest radiographic images and highlight potential nodules that the radiologist should review. | Software device. | Detection algorithm searches for and identifies potential nodules on images of the chest acquired using x-ray. | Chest | N | N | Eligible
RA | RA | ONL | Conformal Brachytherapy Source | 2 |  | N | N |  | 892.573 | 1 | The intended use of the device is for the treatment of cancer by tempeorary intraoperative or surface irradiation. The device contains radioactive material with activity up to 200 mci and is indicated for treatment of temporary intraoperative, interstitial, intracavitary or surface application to treat selected localized tumors. This brachytherapy source may be used concurrently with or following treatment with other interventions, such as external beam therapy. Chordomas, chondrosarcomas, soft tissue sarcomas, skin cancers and other accessible tumors could be commonly treated by the device. | The device consissts of a thin polymeric film which is coated with a thin flexible biocompatible coating. | Radioactive Phosphorus-32 is chemically bonded to a biocompatible epoxy backbone to form a flat flexible planar radioactive brachytherapy source. | This brachytherapy source may be used intraoperatively, interstitially, intrcavitarily, or as a surface applicator to treat selected localized tumors. | N | N | Eligible
RA | RA | OQQ | Diagnostic Ultrasonic Transducer, Robotic | 2 |  | N | Y |  | 892.157 | 1 | Diagnostic ultrasonic imaging or monitoring. | piezoelectric material | Robotic component maintains signal and recovers lost signal. | Unspecified | N | N | Eligible
RA | RA | OUO | Tomographic Imager Combining Emission Computed Tomography With Nuclear Magnetic Resonance | 2 |  | N | N |  | 892.12 | 1 | Imager that generates both both magnetic resonance (mr) and positron emission tomography (pet) images and provides registration and fusion of these images. Pet and mr images can be acquired either simultaneously or sequentially. Anatomical mr images are used for pet attenuation correction. | The combined imager includes hardware and software for acquisition and reconstruction of both PET and MR images. Software for image fusion/registration is also included | MRI creates images based on the spatial distribution of hydrogen nuclei; PET creates images based on the biodistribution of a radiopharmaceutical. Radiation from the MRI is non-ionizing radiofrequency radiation; radiation from the PET radiopharmaceutical is ionizing. | whole body | N | N | Eligible
RA | RA | OVB | Hydrogel Spacer | 2 |  | N | N |  | 892.5725 | 1 | The perirectal spacer is intended to temporarily position the anterior rectal wall away from the prostate during radiotherapy for prostate cancer and in creating this space it is the intent of the perirectal spacer to reduce the radiation dose delivered to the anterior rectum. The perirectal spacer is composed of biodegradable material and maintains space for the entire course of prostate radiotherapy treatment and is completely absorbed by the patient�s body over time. | Synthetic, absorbable polyethylene glycol (PEG)-based hydrogel supplied in a single use tray | Injected in tissue found between the rectum and prostate. The injected liquid solidifies creating a space between the rectum and prostate during radiation therapy to protect vulnerable tissue. It gradually liquifies and is absorbed. | Between the prostate and the rectum | N | N | Eligible
RA | RA | OWB | Interventional Fluoroscopic X-Ray System | 2 |  | N | Y |  | 892.165 | 1 | Interventional fluoroscopy | Fluoroscopic X-Ray system | Fluoroscopy | Human body | N | N | Eligible
RA | RA | OXO | Image-Intensified Fluoroscopic X-Ray System, Mobile | 2 |  | N | Y |  | 892.165 | 1 | Fluoroscopy of the human body. | Hardware | X-ray transmission through human body | Human Body | N | N | Eligible
RA | RA | PCS | Liver Iron Concentration Imaging Companion Diagnostic For Deferasirox | 2 |  | N | N |  | 892.1001 | 1 | Intended for diagnostic use to present images that reflect the magnetic resonance spectra for the determination of iron in the liver for any indication where an assessment of liver iron concentration is needed. For non-transfusion-dependent thalassemia (NTDT) patients, is intended as an aid in the assessment of NTDT patients for whom deferasirox therapy is being considered and for monitoring of NTDT patients receiving deferasirox therapy. | Postprocessing software for the measurement of liver iron concentration (LIC) from magnetic resonance imaging (MRI) data. | Uses MRI data combined with an empirically-derived calibration curve to determine liver iron concentration (LIC). | liver | N | N | Eligible
RA | RA | PCT | Prostate Immobilizer Rectal Balloon | 2 |  | N | Y |  | 892.572 | 1 | Intended to be used for the temporary positioning of the rectal wall and adjacent structure in the male human anatomies. The purpose is to stabilize the prostate during computed tomography (CT) exam, X-ray, or radiation therapy (RT) treatments. The placement of the balloon requires a physician or a physician-directed healthcare professional, and is performed as a separate procedure apart from the standard CT exam and RT treatment. | plastic balloon | water and air pressure | Rectum | N | N | Eligible
RA | RA | PDK | Cream For X-Ray Attenuation | 2 |  | N | Y |  | 892.651 | 1 | The x-ray attenuating cream is intended for use as a radiation shield. It is intended to be applied to the user's hand before donning gloves, or it may be applied on a gloved hand, followed by donning a second glove. The X-ray attenuating cream is intended to be used during medical procedures where its necessary for hands to be exposed to radiation to offer some degree of protection from radiation exposure. | X-ray attenuating cream | The device consists of a non-toxic, non-heavy metal, radiation absorbing material in a formulated base. Radiation is blocked by the device via absorption of the photon energy from ionizing radiation. This photon energy is dissipated as phonon energy within the atomic lattice structure of the radiation absorbing material. | Healthcare Professional's hands | N | N | Eligible
RA | RA | PGY | Display, Diagnostic Radiology | 2 |  | N | Y |  | 892.205 | 1 | The device is intended for use in displaying radiological images for review, analysis, and diagnosis by trained medical practitioners. | Hardware and embedded software | Hardware and embedded sofware for displaying radiological images. | Whole body | N | N | Eligible
RA | RA | POK | Computer-Assisted Diagnostic Software For Lesions Suspicious For Cancer | 2 |  | N | N |  | 892.206 | 1 | Assist users in characterizing lesions identified on acquired medical images | Software | The device characterizes lesions based on features or information extracted from the images and provides information about the lesion(s) to the user. | Lesions | N | N | Eligible
RA | RA | QAS | Radiological Computer-Assisted Triage And Notification Software | 2 |  | N | N |  | 892.208 | 1 | Radiological computer-assisted triage and notification software is an image processing device intended to aid in prioritization and triage of time sensitive patient detection and diagnosis based on the analysis of medical images acquired from radiological signal acquisition systems. The device identifies or prioritizes time sensitive imaging for review by prespecified clinical users based on software-based image analysis but does not provide information from the image analysis other than triage and notification . | The device is software only. | The device provides triage or notification that is informed by machine learning, artificial intelligence or other image analysis algorithms. | The device operates on radiological images of the human body. | N | N | Ineligible
RA | RA | QBS | Radiological Computer Assisted Detection/Diagnosis Software For Fracture | 2 |  | N | N |  | 892.209 | 1 | A radiological computer assisted detection and diagnostic software for suspected fracture is an image processing device intended to aid in the detection, localization, and/or characterization of fracture on acquired medical images (e.g. radiography, MR, CT). The device detects, identifies and/or characterizes fracture based on features or information extracted from images, and may provide information about the presence, location, and/or characteristics of the fracture to the user. Primary diagnostic and patient management decisions are made by the clinical user. | Software device that receives radiological images as an input and provides a concurrent read for presence or absence of fracture (detection and diagnosis) as an output | Analyzes radiological images using machine learning algorithms to detect and diagnose fracture. | Radiological images of anatomical sites that main contain fracture. | N | N | Ineligible
RA | RA | QDQ | Radiological Computer Assisted Detection/Diagnosis Software For Lesions Suspicious For Cancer | 2 |  | N | N |  | 892.209 | 1 | A radiological computer assisted detection and diagnostic software for suspected lesions is an image processing device intended to aid in the detection, localization, and characterization of lesions suspicious for cancer on acquired medical images (e.g., mammography , MR, CT, ultrasound, radiography). The device detects, identifies and characterizes lesions suspicious for cancer based on features or information extracted from the images, and may provide information about the presence, location, and characteristics of the lesion to the user. Primary diagnostic and patient management decisions are made by the clinical user. | Software device that receives radiological images as an input and provides the user with the identification and characterization of suspicious lesions as an output. | Analyzes radiological images using machine learning algorithms to detect and diagnose lesions suspicious for cancer. | Anatomical sites that may contain lesions suspicious for cancer. | N | N | Ineligible
RA | RA | QFM | Radiological Computer-Assisted Prioritization Software For Lesions | 2 |  | N | N |  | 892.208 | 1 | Radiological computer-assisted prioritization software for lesions is an image processing device intended to aid in prioritization and triage of time sensitive patient detection and diagnosis based on the analysis of medical images acquired from radiological signal acquisition systems. The device identifies or prioritizes time sensitive imaging for review by prespecified clinical users based on software-based image analysis but does not provide information from the image analysis other than triage and notification. | The device is software only. | The device provides triage or notification that is informed by machine learning, artificial intelligence or other image analysis algorithms.This type of device establishes effective triage within a specialists queue based on high sensitivity and specificity >95% AUC. | The device operates on radiological images of the human body. | N | N | Ineligible
RA | RA | QHA | X-Ray Angiographic Imaging Based Coronary Vascular Simulation Software Device | 2 |  | N | N |  | 892.16 | 1 | X-ray angiographic imaging based coronary vascular simulation software device is a prescription device that provides an image analysis tool to assess blood flow in the coronary vascular system using X-ray angiographic imaging data. X-ray angiographic imaging based coronary vascular simulation software device solves algorithms and yields simulation-based metrics for certain cardiology applications. X-ray angiographic imaging based coronary vascular simulation software device cannot be used alone for clinical decision making and clinical management, and is a tool intended to generate results for use and review by a qualified clinician. | Software device that receives X-ray angiographic image data as an input and provides the user with an image analysis tool that cannot be used alone for clinical decision making and clinical management. | Analyzes X-ray angiographic data using fluid dynamic simulation algorithms to yield simulation-based metrics for certain cardiology applications. | X-ray angiographic images of the cardiac vasculature. | N | N | Ineligible
RA | RA | QHX | Fluoroscopic X-Ray Image Intensifier | 1 |  | N | N |  | 892.196 | 4 | To instantaneously convert an x-ray pattern from a fluoroscopic x-ray system into a corresponding light image of higher energy density. | Typically encased in a metal housing containing a low absorbency/scatter input window, typically aluminum, input fluorescent screen, photocathode, electron optics, output fluorescent screen and output window | Uses fluorescent screens, photocathodes, and electron lenses to convert input x-rays into visible images of sufficient brightness. | May be used to image any part of the body which is/may be in motion. | N | N | Ineligible
RA | RA | QHY | Solid State Fluoroscopic X-Ray Imager | 2 |  | N | N |  | 892.165 | 1 | To instantaneously convert an x-ray pattern from a fluoroscopic x-ray system into a corresponding light image of higher energy density. | Typically contained within a plastic or metal housing and typically flat and rectangular. May be connected to other components of a fluoroscopic x-ray system through wired or wireless means. | Uses a indirect-conversion (x-ray scintillator based) or direct-conversion (x-ray photoconductor based) methods to convert fluoroscopic x-ray patterns into electric signals. | May be used to image any part of the body which is/may be in motion. | N | N | Ineligible
RA | RA | QIH | Automated Radiological Image Processing Software | 2 |  | N | N |  | 892.205 | 1 | To provide automated radiological image processing and analysis tools. Software implementing artificial intelligence including nonadaptive machine learning algorithms trained with clinical and/or artificial data. In these devices, the algorithm training data typically impacts device performance. Adaptive AI algorithms are not within scope of this product code. | Software application and/or firmware, system components and accessories | Software implementing artificial intelligence including nonadaptive machine learning algorithms trained with clinical and/or artificial data. In these devices, the algorithm training data typically impacts device performance. Adaptive AI algorithms are not within scope of this product code. | Human-derived imaging products | N | N | Ineligible
RA | RA | QJU | Image Acquisition And/Or Optimization Guided By Artificial Intelligence | 2 |  | N | N |  | 892.21 | 1 | A radiological acquisition and/or optimization guidance system is a device that is intended to aid in the acquisition and/or optimization of images and/or diagnostic signals. The device interfaces with the acquisition system, analyzes its output, and provides guidance and/or feedback to the operator for improving image and/or signal quality. | The subject software would utilize images acquired using an imaging system. The software can be installed on an existing imaging system, or can be operated on a computer that is connected to the imaging system. | The device's algorithm would be based on the analysis of images and/or diagnostic data. The underlying algorithms used for providing guidance to the users may be based on deep learning methods, trained on images obtained by trained operators. | Human body | N | N | Ineligible
RA | RA | QKB | Radiological Image Processing Software For Radiation Therapy | 2 |  | N | N |  | 892.205 | 1 | To provide semi-automatic or fully-automated radiological image processing and analysis tools for radiation therapy. Software implementing artificial intelligence (AI) including nonadaptive machine learning algorithms trained with clinical and/or artificial radiological images. In these devices, the algorithm training images typically impact device performance. AI based radiological image processing software is intended to be used in the workflow of radiation therapy. Adaptive AI algorithms are not within the scope of this product code. Primary radiation dose calculation or plan optimization for treatment planning are not within scope of this product code. | Software application and/or firmware, system components and accessories | Software implementing artificial intelligence (AI) including nonadaptive machine learning algorithms trained with clinical and/or artificial radiological images. In these devices, the algorithm training images typically impact device performance. Adaptive AI algorithms are not within the scope of this product code. Primary radiation dose calculation or plan optimization for treatment planning are not within scope of this product code. | Human-derived imaging products | N | N | Ineligible
RA | RA | QRN | Radiation Therapy Marking Device | 2 |  | N | N |  | 892.5785 | 1 | A radiation therapy marking device is a powered device that transdermally delivers a permanent or temporary colorant to the skin for the purpose of placing marks to guide radiation therapy. This classification does not include devices with reusable or reprocessed needles or devices intended for diagnostic, therapeutic, or aesthetic use or to deliver other products for these uses. | Powered delivery device with single use needle cartridge and multi-use motorized base. | The skin is mechanically punctured to deliver colorant transdermally. | Skin. | N | N | Ineligible
RA | RA | QTZ | Radiological Image Processing Software For Ablation Therapy Planning And Evaluation | 2 |  | N | N |  | 892.205 | 1 | To provide radiological image processing tools for planning, monitoring, and evaluating ablation therapy. | Software application and/or firmware, system components and accessories | Processing radiographic data to assist in the planning, monitoring, and evaluation of ablation therapy. Software that controls ablation devices is not within scope of this product code. | Human-derived imaging products | N | N | Ineligible
RA | RA | QUV | Phase-Changing Fiducial Marker For Radiation Therapy | 2 |  | N | N |  | 892.5727 | 1 | A phase-changing fiducial marker for radiation therapy is a single-use, sterile liquid material that changes phase in situ when injected in tissue for the purposes of aiding radiation therapy treatment. The device is intended to be visualized using one or more radiologic imaging modalities. | Synthetic, implantable sterile material, supplied for single use. Modified in situ from its liquid form to create a gel-like fiducial marker in vivo. | Implanted via image guided injection into tissue(s) of the body relevant for radiotherapy planning at a healthcare facility. The injected material is modified in situ from its original form to create a gel-like marker. Upon formation, the marker is visible on radiologic imaging modalities (X-ray, ultrasound, etc.) for the purposes of aiding patient positioning for radiation therapy treatment | Tissue | Y | N | Ineligible
RA | RA | QVA | Fludeoxyglucose F18-Guided Radiation Therapy System | 2 |  | N | N |  | 892.506 | 1 | A fludeoxyglucose F18-guided radiation therapy system is a device that combines the functionality of an emission computed tomography detection system and a linear accelerator. The device is intended for use with approved fludeoxyglucose F18. The emission computed tomography detection system acquires images of positron-emitting fludeoxyglucose F18 for the purpose of guiding the delivery of megavoltage X-rays for oncologic treatment with radiation therapy using an FDA cleared, authorized, or approved linear accelerator. | Combination linear accelerator and PET imaging system with software to allow for fludeoxyglucose F18-guided radiation therapy. | Input from fludeoxyglucose F18 PET images acquired using this device acts a biological fiducial marker in order to guide oncologic radiation therapy treatment. | Fludeoxyglucose F18-avid tumors. | N | N | Ineligible
RA | RA | QVD | Radiological Machine Learning Based Quantitative Imaging Software With Change Control Plan | 2 |  | N | N |  | 892.2055 | 1 | A radiological machine learning quantitative imaging software with predetermined change control plan is a software-only device which employs machine learning algorithms on radiological images to provide quantitative imaging outputs. The device includes functions to support outputs such as view selection, segmentation and landmarking. The design specifications include planned modifications that may be made to the device consistent with an established predetermined change control plan. | Software device. | Software implementing artificial intelligence including adaptive machine learning algorithms trained with clinical and/or artificial data. The training data typically impacts generalizability of the device. The device involves a specific plan for how the machine learning algorithms could be modified in the future. | The device operates on radiological images of the human body. | N | N | Ineligible
RA | RA | QWO | Radiology Software For Referral Of Findings Related To Fibrotic Lung Disease. | 2 |  | N | N |  | 892.2085 | 1 | Radiology software for referral of findings related to fibrotic lung disease is a prescription image processing device that analyzes computed tomography images to suggest the presence of disease or of an imaging finding suggestive of disease. The output of this device is intended to be used as adjunctive information as part of a referral pathway in the overall diagnostic assessment process. | Software application and/or firmware, system components and accessories | Processing radiographic data to assist in the subtyping of ILDs. | Human-derived CT imaging products | N | N | Ineligible
RA | RA | QXL | Cabinet, Emission Computed Tomography System | 2 |  | N | N |  | 892.12 | 1 | Obtain Emission Computed Tomography (PET, SPECT or Gamma Camera) with or without x-ray (e.g., CT) imaging of harvested specimens from various anatomical regions in order to provide verification that the correct tissue has been excised during surgical procedures | Cabinet system that includes Emission Computed Tomography (PET, SPECT or Gamma Camera) with or without x-ray (e.g., CT) imaging including the software/hardware necessary to reconstruct the image and display to the end user | imaging instruments provide three-dimensional (tomographic) images of the distribution of radioactive tracer molecules in the specimen | excised specimen from various anatomical regions | N | N | Ineligible
RA | RA | QXR | Vaginal Hydrogel Packing System | 2 |  | N | N |  | 892.5735 | 1 | A vaginal hydrogel packing system is a non-powered positioning device composed of a flexible container filled with a hydrogel. The device is intended to reduce the radiation dose delivered to adjacent pelvic organs by temporarily displacing the vaginal wall and adjacent pelvic tissues during radiation therapy treatment planning and delivery. | Flexible container filled with hydrogel to create space in the vaginal cavity | Placed in the vaginal cavity for radiation therapy treatment. The hydrogel material is injected into a flexible container, which creates space within the vaginal cavity to aid in the reduction of dose to adjacent pelvic organs during radiation therapy. | Vaginal cavity | N | N | Ineligible
RA | RA | QZL | Post-Ablation Tissue Response Prediction Software | 2 |  | N | N |  | 892.2052 | 1 | A Post-ablation tissue response prediction software is an image processing device intended to aid physicians with adjunctive information in their clinical assessment of the ablation zone following a tissue ablation procedure. This device uses information extracted from medical images along with other clinical data to predict the ablation zone post treatment. | Software device | Medical images are analyzed for prediction of ablation zone post treatment. | The device operates on radiological images of the human body. | N | N | Ineligible
RA | RA | RCC | C-Arm Fluoroscopic X-Ray System | 2 |  | N | Y |  | 892.165 | 1 | Fluoroscopic x-ray system in which the image receptor and x-ray tube housing assembly are connected or coordinated to maintain a spatial relationship. Such a system allows a change in the direction of the beam axis with respect to the patient without moving the patient. |  |  |  | N | N | Ineligible
RA | RA | RGC | X-Ray Field Indicator Light (Laser) | 1 |  | N | N |  | 892.578 | 4 | A laser incorporated in a diagnostic x-ray system that is irradiated onto the film screen area indicating the x-radiation area. The beam is usually scanned to show a rectangular region for patient placement. | Laser light | A laser incorporated in a diagnostic x-ray system that is irradiated onto the film screen area indicating the x-radiation area. The beam is usually scanned to show a rectangular region for patient placement. | Body | N | N | Ineligible
RA | RA | SAO | Radiology Software For Opportunistic Evaluation Of Low Bone Mineral Density | 2 |  | N | N |  | 892.1171 | 1 | This device is software which opportunistically assesses radiological images to estimate bone mineral density (BMD) intended to assist in a healthcare professional's decision to evaluate patients for possible low BMD within a bone health screening program. The software employs an algorithm that estimates BMD using eligible radiological image data obtained for other clinical purposes. | Software device that receives radiological image data as an input and identifies patients with possibly low BMD. It cannot be used to rule out low BMD. | Analyzes radiological data using locked image processing algorithm to estimate BMD values. Software may implement artificial intelligence algorithms. The algorithm training data typically impacts device performance. | Human-derived radiological imaging products. | N | N | Ineligible
RA | RA | SEZ | Radiological Software Device To Predict Future Breast Cancer Risk | 2 |  | N | N |  | 892.85 | 1 | A radiological software device to predict future breast cancer risk is a device that analyzes radiological images generated by breast imaging modalities and/or inputs derived from radiological images to provide qualified healthcare professionals with a prediction of the risk of future (incident) breast cancer. This device produces a numeric probability and/or risk category indicative of the patient�s future breast cancer risk from the time the analyzed images were acquired. This device is not intended to diagnose, detect, or inform the treatment of cancer. The output of this device is not intended to guide interpretation of imaging exams. | The device is software only. | The device analyzes radiological images using machine learning, artificial intelligence or other image analysis algorithms to provide qualified healthcare professionals with a prediction of the risk of future breast cancer. | Breast | N | N | Ineligible
RA | RA | SFV | X-Ray, Computed Tomography, Cone-Beam | 2 |  | N | N |  | 892.175 | 1 | Cone-beam computed tomography produced cross-sectional diagnostic x-ray images of whole body except dental structures. | X-ray machine not intended for quantitative imaging. | Uses x-ray scanning to produce cone-beam computed tomographic images. | Whole body except dental structures. | N | N | Ineligible
RA | RA | SGJ | Ultrasound Imaging System For Acquiring Images At Home By Lay Users | 2 |  | N | N |  | 892.159 | 1 | An ultrasound imaging system for acquiring images at home by lay users is a prescription home use device that may consist of hardware and/or software intended for acquiring ultrasound images for interpretation by a qualified health care professional (e.g., fetal images for determination of fetal heart rate). The device provides guidance to lay users to aid image acquisition. | Hardware and/or software for acquiring, processing and displaying ultrasound images | The ultrasound images are acquired in home environment by the lay users using guidance provided by the device software or under direct supervision of a qualified healthcare professional. | Human body | N | N | Ineligible
RA |  | KTA | Medium, Contrast, Radiologic |  | 1 | N | N |  |  | 1 |  |  |  |  | N | N | Eligible
RA |  | LMZ | Applicator, Hyperthermia, Interstitial | 3 |  | N | N |  |  | 2 |  |  |  |  | N | N | Eligible
RA |  | LNB | Applicator, Hyperthermia, Deep Heating, Ultrasound | 3 |  | N | N |  |  | 2 |  |  |  |  | N | N | Eligible
RA |  | LNC | Applicator, Hyperthermia, Superficial, Rf/Microwave | 3 |  | N | N |  |  | 2 |  |  |  |  | N | N | Eligible
RA |  | LOC | System, Rf/Microwave Hyperthermia, Cancer Treatment | 3 |  | N | N |  |  | 2 |  |  |  |  | N | N | Eligible
RA |  | LSY | Ultrasound, Hyperthermia, Cancer Treatment | 3 |  | N | N |  |  | 2 |  |  |  |  | N | N | Eligible
RA |  | MJS | Contrast Media, Ultrasound | 3 |  | N | N |  |  | 2 |  |  |  |  | N | N | Eligible
RA |  | MOT | Irradiator, Blood To Prevent Graft Versus Host Disease |  | 1 | N | N |  |  | 1 |  |  |  |  | N | N | Eligible
RA |  | NAN | Tester, Acoustic, Bone Quality | 3 |  | N | N |  |  | 2 |  |  |  |  | N | N | Eligible
RA |  | NAW | Microspheres Radionuclide | 3 |  | N | N |  |  | 2 | Approved PMA: P990065 |  |  |  | Y | N | Ineligible
RA |  | NCL | Imager, Breast, Electrical Impedance | 3 |  | N | N |  |  | 2 |  |  |  |  | N | N | Eligible
RA |  | OLQ | Cross-Sectional Mammographic Xray System | 3 |  | N | N |  |  | 2 | Diagnostic breast imaging. Imaging of the breast by cross-sectional x-ray imaging for diagnostic purposes. | medical diagnostic x-ray imaging system | x-ray imaging | breast | N | N | Eligible
RA |  | OTE | Digital Breast Tomosynthesis | 3 |  | N | N |  |  | 2 | To generate digital 3D mammographic images that can be used for the screening and diagnosis of breast cancer. | Hardware and software for acquiring and reconstructing digital projection images. May incorporate similar equipment as full-field digital mammography systems. | Projection images are acquired over the stationary breast and reconstructed to produce cross-sectional �slices� through the breast. | Breast | N | N | Eligible
RA |  | PAA | Automated Breast Ultrasound | 3 |  | N | N |  |  | 2 | Adjunct to mammography for breast cancer screening and diagnosis. | May include different transducers | Uses an automatic method of acquiring ultrasound images of the breast | Breast | N | N | Eligible
RA |  | QNK | Optoacoustic Imaging System | 3 |  | N | N |  |  | 2 | The device is indicated for imaging the breast using optoacoustic technology for breast cancer diagnosis | Hardware and software for acquiring, processing, and displaying optoacoustic images. | Images are acquired utilizing acoustic emissions caused by optical, pulsed excitation for visualization of the relative amount of laser light absorption by the tissue, depicting tissue oxygenation. | Breast | N | N | Ineligible
RA |  | QVW | Generator, Measurement, And/Or Delivery System For Hyperpolarized Mr Imaging Agents And Accessories, Cder Or Cber-Led |  | 4 | N | N |  |  | 3 | Generator, measurement, and/or delivery system for hyperpolarized MR imaging agents, and accessories, are devices that generate a hyperpolarized MR imaging agent, monitor the dose equivalent volume of the dispensed dose, and/or store, transport or administer the imaging agent to the patient | generator, measurement, and/or delivery system for hyperpolarized MR imaging agents, and accessories, are devices that generate a hyperpolarized MR imaging agent, monitor the dose equivalent volume of the dispensed dose, and/or store, transport or administer the imaging agent to the patient | generator, measurement, and/or delivery system for hyperpolarized MR imaging agents, and accessories, are devices that generate a hyperpolarized MR imaging agent, monitor the dose equivalent volume of the dispensed dose, and/or store, transport or administer the imaging agent to the patient | lungs | N | N | Ineligible
SU | AN | PDT | Burn Resuscitation Decision Support Software | 2 |  | N | Y |  | 868.189 | 1 | The burn resuscitation decision support system (BRDSS) is intended for use in prediction of hourly fluid volume during initial 24 hours of burn resuscitation. It is intended for patients who have greater than 20% total body surface area burn. | Software that is accessed through hardware that provides user interface through screen displays. | BRDSS is a software based calculator that uses an algorithm to calculate resuscitation volume using physiological data inputs. The algorithm used is developed by the manufacturer and may not be the typical algorithm used in standard practice to calculate fluid management for burn patients. | None. The fluid volume calculated by the software will affect systemic, total body fluid homeostasis. | N | N | Ineligible
SU | CV | MUD | Oximeter, Tissue Saturation | 2 |  | N | Y |  | 870.27 | 1 |  |  |  |  | N | N | Eligible
SU | EN | MIB | Elastomer, Silicone Block | 2 |  | N | N |  | 874.362 | 1 |  |  |  |  | Y | N | Eligible
SU | EN | MIC | Implant, Muscle, Pectoralis | 2 |  | N | N |  | 874.362 | 1 |  |  |  |  | Y | N | Eligible
SU | GU | EXM | Truss, Umbilical | 1 |  | Y | N |  | 876.597 | 4 |  |  |  |  | N | N | Eligible
SU | GU | EYN | Tray, Irrigation, Sterile | 2 |  | N | Y |  | 876.598 | 1 |  |  |  |  | N | N | Eligible
SU | GU | FBQ | Trocar, Gastro-Urology | 2 |  | N | N |  | 876.509 | 4 |  |  |  |  | N | N | Eligible
SU | GU | FDP | Apparatus, Pneumoperitoneum, Automatic | 2 |  | N | N |  | 876.15 | 1 |  |  |  |  | N | N | Eligible
SU | GU | GCG | Peritoneoscope | 2 |  | N | N |  | 876.15 | 1 |  |  |  |  | N | N | Eligible
SU | GU | GCH | Mediastinoscope, Diagnostic | 2 |  | N | N |  | 876.15 | 1 |  |  |  |  | N | N | Eligible
SU | GU | GCI | Laryngoscope, Endoscope | 2 |  | N | Y |  | 876.15 | 1 |  |  |  |  | N | N | Eligible
SU | GU | GCJ | Laparoscope, General & Plastic Surgery | 2 |  | N | N |  | 876.15 | 1 | Validated reprocessing instructions and reprocessing validation data for this device type must be included in a 510(k) submission if the device is reusable and has specific design features (please refer to Table 2 of 82 FR 26807, available at https://www.gpo.gov/fdsys/pkg/FR-2017-06-09/pdf/2017-12007.pdf). |  |  |  | N | N | Ineligible
SU | GU | KNW | Instrument, Biopsy | 2 |  | N | Y |  | 876.1075 | 1 |  |  |  |  | N | N | Eligible
SU | GU | MFJ | Device, Endoscopic Suturing | 2 |  | N | N |  | 876.15 | 1 |  |  |  |  | N | N | Eligible
SU | GU | NAY | System, Surgical, Computer Controlled Instrument | 2 |  | N | N |  | 876.15 | 1 | If the device is reusable, validated reprocessing instructions and reprocessing validation data for this device type must be included in a 510(k) submission (82 FR 26807, available at https://www.gpo.gov/fdsys/pkg/FR-2017-06-09/pdf/2017-12007.pdf). |  |  |  | N | N | Ineligible
SU | GU | NEQ | Device, Telemedicine, Robotic | 2 |  | N | N |  | 876.15 | 1 |  |  |  |  | N | N | Eligible
SU | GU | NGU | Balloon, Liver Tamponade | 2 |  | N | Y |  | 876.598 | 1 |  |  |  |  | N | N | Eligible
SU | GU | OEJ | Transurethral Electrosurgical Unit, Benign Prostatic Hyperplasia | 2 |  | N | N |  | 876.43 | 1 | Ablation of prostatic tissue for the treatment of benign prostatic hyperplasia | The device consists primarily of a radio frequency generator and an applicator. The applicator is inserted into the urethra and positions the electrodes appropriately for delivery of RF energy transurethrally to the prostate. | Radio frequency energy is applied to the prostate using electrodes. Resistive heating of the prostatic tissue leads to necrotic death or direct ablation depending on the temperatures achieved. | Prostate | N | N | Eligible
SU | GU | OEK | Water-Induced Thermotherapy System, Benign Prostatic Hyperplasia | 2 |  | N | N |  | 876.43 | 1 | Thermotherapy and dilation of prostatic tissue for the treatment of benign prostatic hyperplasia | The device consists primarily of a water heating unit and an applicator. The applicator is a catheter-like device inserted into the urethra. The dilation balloon and the heat conductive area of the applicator are positioned in the prostatic urethra. | The prostate is heated by means of hot water passed through an applicator and dilated by a balloon. Radio frequency energy is applied to the prostate using electrodes. Conductive heating and dilation of the prostatic urethra produces relief of symptoms of BPH. | Prostate | N | N | Eligible
SU | GU | OTJ | Laparoscopic Single Port Access Device | 2 |  | N | N |  | 876.15 | 1 | A multiple instrument and/or camera port during minimally invasive abdominal laparoscopic surgery. | multiple laparoscopic trocars and insufflation tube(s) bound by a flexible foam port. | This device utilizes multiple laparoscopic trocars and insufflation tube(s) bound by a flexible foam port. The flexibility of the port enables laparoscopic instruments to be moved at different angles relative to each other. | abdominal | N | N | Eligible
SU | GU | OWN | Confocal Optical Imaging | 2 |  | N | N |  | 876.15 | 1 | Collection of light signals for visualization of cellular microstructures. | Usually include optical fibers, light collection cameras and computer-based central processing unit | Collects reflected and scattered light signals from the areas of interest for image reconstruction | soft tissue, blood vessel and other vessels in the body | N | N | Eligible
SU | GU | QGY | Mobile / Tablet Software Application To Control Settings Of Surgical And Endoscopic Camera | 2 |  | N | N |  | 876.15 | 1 | Device is intended for wireless control of settings for surgical or endoscopic camera control unit and patient information system. | Software only device without any physical part | A software device that runs on a mobile or tablet device and wirelessly connects with compatible surgical or endoscopic camera control unit and patient information system. | Surgical sites within articular cavities, body cavities, hollow organs, canals and the thoracic cavity to obtain pictures or videos of these areas. | N | N | Ineligible
SU | GU | QSM | System, Surgical, Computer Controlled Instrument, Remanufactured | 2 |  | N | N |  | 876.15 | 1 | As intended with the originally cleared instrument. | A surgical instrument for a computer controlled system. The instrument has been remanufactured to extend its use life as compared to what was originally defined by the original equipment manufacturer. | Instrument is attached and manipulated from a primary computer controlled system. | Where applicable in accordance to the indications for use. | N | N | Ineligible
SU | GU | QZB | Software Controlled Endoscope And Instrument Holder | 2 |  | N | N |  | 876.15 | 1 | To hold and position endoscopes and instruments. | Device includes hardware and software. Device includes sensors. The device is remotely controlled/ teleoperated by the user. | Uses software to control the movement (i.e., location) of an endoscope or instrument. | Various body cavities related to general, gynecologic, and urologic surgical procedures. | N | N | Ineligible
SU | GU | SFE | Endoscopic Video Imaging System / Software Component For Real Time Video Augmentation | 2 |  | N | N |  | 876.15 | 1 | To allow for visualization of body cavities through an endoscope with real time augmentation of video images via software to a monitor. | software algorithm | Software that uses artificial intelligence/machine learning (AI/ML) advanced algorithms to that is used to augment video images | various body cavities, hollow organs, and canals | N | N | Ineligible
SU | HO | FPX | Strip, Adhesive, Closure, Skin | 1 |  | N | Y |  | 880.524 | 4 |  |  |  |  | N | N | Eligible
SU | HO | FPY | Sheet, Burn | 1 |  | N | N |  | 880.518 | 4 |  |  |  |  | N | N | Eligible
SU | HO | GAG | Stapler, Surgical | 2 |  | N | N |  | 878.474 | 1 | A surgical stapler for internal use is a specialized prescription device used to deliver compatible staples to internal tissues during surgery for resection, transection, and creating anastomoses. | A specialized prescription device that delivers compatible staples to internal tissues. | A specialized prescription device that delivers compatible staples to internal tissues. | Internal tissues. | N | N | Ineligible
SU | HO | KGX | Tape And Bandage, Adhesive | 1 |  | N | N |  | 880.524 | 4 |  |  |  |  | N | N | Eligible
SU | HO | KMF | Bandage, Liquid | 1 |  | N | Y |  | 880.509 | 1 |  |  |  |  | N | N | Eligible
SU | HO | LRS | I.V. Start Kit | 2 |  | N | N |  | 880.52 | 7 | This product code has been established in accordance with the May 20, 1997, guidance entitled, convenience kits interim regulatory guidance, found at http://www.fda.gov/downloads/MedicalDevices/DeviceRegulationandGuidance/GuidanceDocuments/ucm080217.pdf. This type of convenience kit, as listed in the guidance above, is under enforcement discretion, and does not require a premarket notification (510(k)) to market if it meets all criteria in the guidance. | This product code has been established in accordance with the May 20, 1997, guidance entitled, convenience kits interim regulatory guidance, found at http://www.fda.gov/downloads/MedicalDevices/DeviceRegulationandGuidance/GuidanceDocuments/ucm080217.pdf. This type of convenience kit, as listed in the guidance above, is under enforcement discretion, and does not require a premarket notification (510(k)) to market if it meets all criteria in the guidance. | This product code has been established in accordance with the May 20, 1997, guidance entitled, convenience kits interim regulatory guidance, found at http://www.fda.gov/downloads/MedicalDevices/DeviceRegulationandGuidance/GuidanceDocuments/ucm080217.pdf. This type of convenience kit, as listed in the guidance above, is under enforcement discretion, and does not require a premarket notification (510(k)) to market if it meets all criteria in the guidance. | This product code has been established in accordance with the May 20, 1997, guidance entitled, convenience kits interim regulatory guidance, found at http://www.fda.gov/downloads/MedicalDevices/DeviceRegulationandGuidance/GuidanceDocuments/ucm080217.pdf. This type of convenience kit, as listed in the guidance above, is under enforcement discretion, and does not require a premarket notification (510(k)) to market if it meets all criteria in the guidance. | N | N | Eligible
SU | HO | LWH | Counter, Sponge, Surgical | 1 |  | N | N |  | 880.274 | 4 |  |  |  |  | N | N | Eligible
SU | HO | MCY | Wound Dressing Kit | 2 |  | N | N |  | 880.5075 | 7 | This product code has been established in accordance with the may 20, 1997, guidance entitled, convenience kits interim regulatory guidance, found at www.Fda.Gov/cdrh/ode/convkit.Html. This type of convenience kit, as listed in the guidance above, is under enforcement discretion, and does not require a premarket notification (510(k)) to market if it meets all criteria in the guidance. | This product code has been established in accordance with the may 20, 1997, guidance entitled, convenience kits interim regulatory guidance, found at www.Fda.Gov/cdrh/ode/convkit.Html. This type of convenience kit, as listed in the guidance above, is under enforcement discretion, and does not require a premarket notification (510(k)) to market if it meets all criteria in the guidance. | This product code has been established in accordance with the may 20, 1997, guidance entitled, convenience kits interim regulatory guidance, found at www.Fda.Gov/cdrh/ode/convkit.Html. This type of convenience kit, as listed in the guidance above, is under enforcement discretion, and does not require a premarket notification (510(k)) to market if it meets all criteria in the guidance. | This product code has been established in accordance with the may 20, 1997, guidance entitled, convenience kits interim regulatory guidance, found at www.Fda.Gov/cdrh/ode/convkit.Html. This type of convenience kit, as listed in the guidance above, is under enforcement discretion, and does not require a premarket notification (510(k)) to market if it meets all criteria in the guidance. | N | N | Eligible
SU | HO | MHW | Dressing, Compression | 1 |  | Y | N |  | 880.5075 | 4 |  |  |  |  | N | N | Eligible
SU | HO | NEC | Bandage, Liquid, Skin Protectant | 1 |  | N | N |  | 880.509 | 4 |  |  |  |  | N | N | Eligible
SU | HO | OXQ | Dressing Change Tray | 1 |  | N | N |  | 880.5075 | 7 | This product code has been established in accordance with the May 20, 1997, guidance entitled, convenience kits interim regulatory guidance, found at http://www.fda.gov/downloads/MedicalDevices/DeviceRegulationandGuidance/GuidanceDocuments/ucm080217.pdf. This type of convenience kit, as listed in the guidance above, is under enforcement discretion, and does not require a premarket notification (510(k)) to market if it meets all criteria in the guidance. | This product code has been established in accordance with the May 20, 1997, guidance entitled, convenience kits interim regulatory guidance, found at http://www.fda.gov/downloads/MedicalDevices/DeviceRegulationandGuidance/GuidanceDocuments/ucm080217.pdf. This type of convenience kit, as listed in the guidance above, is under enforcement discretion, and does not require a premarket notification (510(k)) to market if it meets all criteria in the guidance. | This product code has been established in accordance with the May 20, 1997, guidance entitled, convenience kits interim regulatory guidance, found at http://www.fda.gov/downloads/MedicalDevices/DeviceRegulationandGuidance/GuidanceDocuments/ucm080217.pdf. This type of convenience kit, as listed in the guidance above, is under enforcement discretion, and does not require a premarket notification (510(k)) to market if it meets all criteria in the guidance. | This product code has been established in accordance with the May 20, 1997, guidance entitled, convenience kits interim regulatory guidance, found at http://www.fda.gov/downloads/MedicalDevices/DeviceRegulationandGuidance/GuidanceDocuments/ucm080217.pdf. This type of convenience kit, as listed in the guidance above, is under enforcement discretion, and does not require a premarket notification (510(k)) to market if it meets all criteria in the guidance. | N | N | Eligible
SU | HO | PBZ | Image Processing Device For Estimation Of External Blood Loss | 2 |  | N | N |  | 880.275 | 1 | An image processing device for estimation of external blood loss is a device to be used as an aid in estimation of patient external blood loss. The device may include software and/or hardware that is used to process images capturing externally lost blood to estimate the hemoglobin mass and/or the blood volume present in the images. | Software and Hardware system. | A software algorithm analyzes recorded images of surgical sponges to estimate hemoglobin mass. | General Surgery | N | N | Eligible
SU | HO | PYO | Tape And Bandage, Adhesive, Adjustable Closing Mechanism, Otc Use | 1 |  | N | N |  | 880.524 | 4 | A device intended for medical purposes that consists of a strip of fabric material or plastic, coated on one side with an adhesive, and may include a pad of surgical dressing without a disinfectant. The device is used to cover and protect wounds, to hold together the skin edges of a wound, to support an injured part of the body, or to secure objects to the skin | An adhesive tape, bandage, or adjustable closing mechanism | An adhesive tape, bandage, or adjustable closing mechanism that is applied to minor cuts and lacerations | Use on superficial minor cuts and lacerations. Excluding use on burn wounds and deeps wounds. | N | N | Ineligible
SU | HO | QQS | Stapler, Skin | 1 |  | N | N |  | 878.474 | 4 | A surgical stapler for external use is a specialized prescription device used to deliver compatible staples to skin during surgery. | A specialized prescription device that delivers compatible staples to skin. | A specialized prescription device that delivers compatible staples to skin. | Skin. | N | N | Ineligible
SU | NE | OEW | Tracking, Soft Tissue, Intraoperative | 2 |  | N | N |  | 882.456 | 1 | For open liver surgical procedures where image-guidance may be appropriate and where the patient can tolerate long apneic periods under general anesthesia. | a PC with LCD monitor for displaying images, tracked laser range scanner, tracked fixed reference emitter, tracked localization probe with infrared emitting dioodes, and three lens active-based optical position sensor | the device uses optical, infrared light tracking systems for localizing surgical tools and a camera for spatial reconstruction of tool alignment and position | soft tissue | N | Y | Eligible
SU | NE | ONA | Computer Assisted Hair Harvesting System | 2 |  | N | N |  | 882.456 | 1 | A computer assisted harvesting system used in identifying and extracting hair follicular units and indicated to assist surgeon in identifying and extracting hair follicular units during hair transplantation. | computer assisted station with needle mechanism, force sensor, robotic arm and video imaging system | computer assisted harvesting sysem | scalp | N | N | Ineligible
SU | PM | MWZ | Expander, Breast, External | 1 |  | N | N |  | 890.566 | 7 |  |  |  |  | N | N | Eligible
SU | PM | NZY | Light, Lymphedema Reduction, Low Energy | 2 |  | N | N |  | 890.55 | 1 | Intended for use as a tool as part of a therapy regime for the low level light treatment of post mastectomy lymphedema and indicated for use as a tool as part of a therapy regime for the treatment of post mastectomy lymphedema. | Unit is a hand-held battery powered treatment device, is non-thermal and is used in the contact mode. | Device is non-thermal and delivers a controlled series of 200 ns bursts of pulses of 904nm laser beam, which is in the near infrared spectrum that is invisible to the human eye | Arms of women who have been treated for cancer and have developed post mastectomy lymphedema | N | N | Eligible
SU | PM | OAP | Laser, Comb, Hair | 2 |  | N | N |  | 890.55 | 1 | Promote hair growth in males with androgenic alopecia and norwood hamilton classification of iia to v | Light emitting stimulator | Pass laser light emitting comb across the scalp three times a week for at least 26 weeks. | Growth of scalp hairs | N | N | Eligible
SU | PM | OZC | Over The Counter Thermal Treatment For Acne. | 2 |  | N | N |  | 890.574 | 1 | For the treatment of mild to moderate inflammatory acne. | In addition to the device, there may be batteries, re-charger, USB cable | Deliver heat to acne to kill propionibacterium acne virus | Acne/pimples | N | N | Eligible
SU | RA | NQQ | System, Imaging, Optical Coherence Tomography (Oct) | 2 |  | N | Y |  | 892.156 | 1 | This device uses back-reflected light to create two-dimensional images versus back-reflected sound waves as are used in ultrasound imaging. |  |  |  | N | N | Eligible
SU | RA | POY | Post Breast Biopsy Hemostatic Breast Compression Device | 2 |  | N | N |  | 892.171 | 1 | To achieve and maintain hemostasis of a breast biopsy wound site. | The device is typically a solid material (e.g., plastic block with characteristic geometry) that can adequately interface and compress tissue at or around a bleeding biopsy wound. | The devices are designed to be used in conjunction with stereotactic biopsy platforms. | The device generally targets skin soft tissue. | N | N | Eligible
SU | SU | BTA | Pump, Portable, Aspiration (Manual Or Powered) | 2 |  | N | Y |  | 878.478 | 1 |  |  |  |  | N | N | Eligible
SU | SU | BTX | Board, Arm (With Cover), Sterile | 1 |  | N | N |  | 878.391 | 4 |  |  |  |  | N | N | Eligible
SU | SU | BWA | Unit, Electrosurgical And Coagulation, With Accessories | 2 |  | N | Y |  | 878.44 | 1 |  |  |  |  | N | N | Eligible
SU | SU | BWN | Table And Attachments, Operating-Room | 1 |  | N | N |  | 878.495 | 4 |  |  |  |  | N | N | Eligible
SU | SU | BWP | Shoe And Shoe Cover, Conductive | 1 |  | N | N |  | 878.404 | 4 |  |  |  |  | N | N | Eligible
SU | SU | DWG | Electrosurgical Device | 2 |  | N | Y |  | 878.44 | 1 |  |  |  |  | N | N | Eligible
SU | SU | DWH | Blade, Saw, Surgical, Cardiovascular | 1 |  | N | N |  | 878.482 | 4 |  |  |  |  | N | N | Eligible
SU | SU | DWI | Saw, Electrically Powered | 1 |  | N | N |  | 878.482 | 4 |  |  |  |  | N | N | Eligible
SU | SU | DWO | Needle, Biopsy, Cardiovascular | 1 |  | N | N |  | 878.48 | 4 |  |  |  |  | N | N | Eligible
SU | SU | EMF | Knife, Surgical | 1 |  | N | N |  | 878.48 | 4 |  |  |  |  | N | N | Eligible
SU | SU | EPT | Microscope, Surgical | 1 |  | N | N |  | 878.47 | 4 |  |  |  |  | N | N | Eligible
SU | SU | EPW | Support, Head, Surgical, Ent | 1 |  | N | N |  | 878.495 | 4 |  |  |  |  | N | N | Eligible
SU | SU | EPY | Speculum, Ent | 1 |  | N | N |  | 878.18 | 4 |  |  |  |  | N | N | Eligible
SU | SU | ESF | Polymer, Composite Synthetic Ptfe With Carbon-Fiber, Ent | 2 |  | N | N |  | 878.35 | 1 |  |  |  |  | Y | N | Eligible
SU | SU | EYF | Protector, Wound, Plastic | 1 |  | N | N |  | 878.4014 | 1 |  |  |  |  | N | N | Eligible
SU | SU | EYR | Tourniquet, Gastro-Urology | 1 |  | N | N |  | 878.59 | 4 |  |  |  |  | N | N | Eligible
SU | SU | EZX | Mesh, Surgical, Metal | 2 |  | N | N |  | 878.33 | 1 |  |  |  |  | Y | N | Eligible
SU | SU | FAZ | System, Cryosurgical, Liquid Nitrogen, For Urology | 2 |  | N | Y |  | 878.435 | 1 |  |  |  |  | N | N | Eligible
SU | SU | FGY | Cannula, Injection | 1 |  | N | N |  | 878.42 | 4 |  |  |  |  | N | N | Eligible
SU | SU | FHM | Apparatus, Suturing, Stomach And Intestinal | 1 |  | N | N |  | 878.48 | 4 |  |  |  |  | N | N | Eligible
SU | SU | FHR | Needle, Gastro-Urology | 1 |  | N | N |  | 878.48 | 4 |  |  |  |  | N | N | Eligible
SU | SU | FMK | Single Use Only Blood Lancet With An Integral Sharps Injury Prevention Feature | 2 |  | N | N |  | 878.485 | 1 | A disposable blood lancet intended for a single use that is comprised of a single use blade attached to a solid, non-reusable base (including an integral sharps injury prevention feature) that is used to puncture the skin to obtain a drop of blood for diagnostic purposes. The integral sharps injury prevention feature allows the device to be used once and then renders it inoperable and incapable of further use. | A single use blade attached to a solid, non-reusable base (including an integral sharps injury prevention feature). | Device used to puncture skin. | Skin. | N | N | Eligible
SU | SU | FNW | Pad, Kelly | 2 |  | N | N |  | 878.437 | 4 |  |  |  |  | N | N | Eligible
SU | SU | FQO | Table, Operating-Room, Ac-Powered | 1 |  | N | N |  | 878.496 | 4 |  |  |  |  | N | N | Eligible
SU | SU | FQP | Lamp, Operating-Room | 2 |  | N | N |  | 878.458 | 4 |  |  |  |  | N | N | Eligible
SU | SU | FSE | Table, Operating-Room, Manual | 1 |  | N | N |  | 878.495 | 4 |  |  |  |  | N | N | Eligible
SU | SU | FSH | Tray, Surgical, Needle | 1 |  | N | Y |  | 878.48 | 4 |  |  |  |  | N | N | Eligible
SU | SU | FSM | Tray, Surgical, Instrument | 1 |  | N | N |  | 878.48 | 4 |  |  |  |  | N | N | Eligible
SU | SU | FSO | Microscope, Surgical, General & Plastic Surgery | 1 |  | N | N |  | 878.47 | 4 |  |  |  |  | N | N | Eligible
SU | SU | FSP | Loupe, Diagnostic/Surgical | 1 |  | N | N |  | 878.48 | 4 |  |  |  |  | N | N | Eligible
SU | SU | FSQ | Light, Surgical, Instrument | 2 |  | N | N |  | 878.458 | 4 |  |  |  |  | N | N | Eligible
SU | SU | FSS | Light, Surgical, Floor Standing | 2 |  | N | N |  | 878.458 | 4 |  |  |  |  | N | N | Eligible
SU | SU | FST | Light, Surgical, Fiberoptic | 2 |  | N | Y |  | 878.458 | 1 |  |  |  |  | N | N | Eligible
SU | SU | FSW | Light, Surgical, Endoscopic | 2 |  | N | N |  | 878.458 | 4 |  |  |  |  | N | N | Eligible
SU | SU | FSX | Light, Surgical, Connector | 2 |  | N | N |  | 878.458 | 4 |  |  |  |  | N | N | Eligible
SU | SU | FSY | Light, Surgical, Ceiling Mounted | 2 |  | N | N |  | 878.458 | 4 |  |  |  |  | N | N | Eligible
SU | SU | FSZ | Light, Surgical, Carrier | 2 |  | N | N |  | 878.458 | 4 |  |  |  |  | N | N | Eligible
SU | SU | FTA | Light, Surgical, Accessories | 2 |  | N | N |  | 878.458 | 4 |  |  |  |  | N | N | Eligible
SU | SU | FTC | Light, Ultraviolet, Dermatological | 2 |  | N | Y |  | 878.463 | 1 |  |  |  |  | N | N | Eligible
SU | SU | FTD | Lamp, Surgical | 2 |  | N | N |  | 878.458 | 4 |  |  |  |  | N | N | Eligible
SU | SU | FTF | Illuminator, Non-Remote | 2 |  | N | Y |  | 878.458 | 1 |  |  |  |  | N | N | Eligible
SU | SU | FTG | Illuminator, Remote | 2 |  | N | N |  | 878.458 | 4 |  |  |  |  | N | N | Eligible
SU | SU | FTH | Camera, Still, Microsurgical | 1 |  | N | N |  | 878.416 | 4 |  |  |  |  | N | N | Eligible
SU | SU | FTL | Mesh, Surgical, Polymeric | 2 |  | N | N |  | 878.33 | 1 |  |  |  |  | Y | N | Ineligible
SU | SU | FTM | Mesh, Surgical | 2 |  | N | N |  | 878.33 | 1 |  |  |  |  | Y | N | Ineligible
SU | SU | FTN | Plastic Surgery And Accessories Kit | 1 |  | N | N |  | 878.3925 | 7 | This product code has been established in accordance with the may 20, 1997, guidance entitled, convenience kits interim regulatory guidance, found at www.Fda.Gov/cdrh/ode/convkit.Html. This type of convenience kit, as listed in the guidance above, is under enforcement discretion, and does not require a premarket notification (510(k)) to market if it meets all criteria in the guidance. | This product code has been established in accordance with the may 20, 1997, guidance entitled, convenience kits interim regulatory guidance, found at www.Fda.Gov/cdrh/ode/convkit.Html. This type of convenience kit, as listed in the guidance above, is under enforcement discretion, and does not require a premarket notification (510(k)) to market if it meets all criteria in the guidance. | This product code has been established in accordance with the may 20, 1997, guidance entitled, convenience kits interim regulatory guidance, found at www.Fda.Gov/cdrh/ode/convkit.Html. This type of convenience kit, as listed in the guidance above, is under enforcement discretion, and does not require a premarket notification (510(k)) to market if it meets all criteria in the guidance. | This product code has been established in accordance with the may 20, 1997, guidance entitled, convenience kits interim regulatory guidance, found at www.Fda.Gov/cdrh/ode/convkit.Html. This type of convenience kit, as listed in the guidance above, is under enforcement discretion, and does not require a premarket notification (510(k)) to market if it meets all criteria in the guidance. | N | N | Eligible
SU | SU | FTR | Prosthesis, Breast, Noninflatable, Internal, Silicone Gel-Filled | 3 |  | N | N |  | 878.354 | 2 | Call for pmas to be filed by 7/9/91 per 56 fr 14627 on 4/10/91 |  |  |  | Y | N | Ineligible
SU | SU | FTS | Camera, Cine, Endoscopic, With Audio | 1 |  | N | N |  | 878.416 | 4 |  |  |  |  | N | N | Eligible
SU | SU | FTT | Camera, Still, Surgical | 1 |  | N | N |  | 878.416 | 4 |  |  |  |  | N | N | Eligible
SU | SU | FTX | Mirror, General & Plastic Surgery | 1 |  | N | N |  | 878.48 | 4 |  |  |  |  | N | N | Eligible
SU | SU | FTY | Tape, Measuring, Rulers And Calipers | 1 |  | N | N |  | 878.48 | 4 |  |  |  |  | N | N | Eligible
SU | SU | FWB | Camera, Television, Surgical, Without Audio | 1 |  | N | N |  | 878.416 | 4 |  |  |  |  | N | N | Eligible
SU | SU | FWC | Camera, Television, Surgical, With Audio | 1 |  | N | N |  | 878.416 | 4 |  |  |  |  | N | N | Eligible
SU | SU | FWD | Camera, Television, Microsurgical, Without Audio | 1 |  | N | N |  | 878.416 | 4 |  |  |  |  | N | N | Eligible
SU | SU | FWE | Camera, Television, Microsurgical, With Audio | 1 |  | N | N |  | 878.416 | 4 |  |  |  |  | N | N | Eligible
SU | SU | FWF | Camera, Television, Endoscopic, Without Audio | 1 |  | N | N |  | 878.416 | 4 |  |  |  |  | N | N | Eligible
SU | SU | FWG | Camera, Television, Endoscopic, With Audio | 1 |  | N | N |  | 878.416 | 4 |  |  |  |  | N | N | Eligible
SU | SU | FWH | Camera, Cine, Surgical, Without Audio | 1 |  | N | N |  | 878.416 | 4 |  |  |  |  | N | N | Eligible
SU | SU | FWI | Camera, Cine, Surgical, With Audio | 1 |  | N | N |  | 878.416 | 4 |  |  |  |  | N | N | Eligible
SU | SU | FWJ | Camera, Cine, Microsurgical, Without Audio | 1 |  | N | N |  | 878.416 | 4 |  |  |  |  | N | N | Eligible
SU | SU | FWK | Camera, Cine, Microsurgical, With Audio | 1 |  | N | N |  | 878.416 | 4 |  |  |  |  | N | N | Eligible
SU | SU | FWL | Camera, Cine, Endoscopic, Without Audio | 1 |  | N | N |  | 878.416 | 4 |  |  |  |  | N | N | Eligible
SU | SU | FWM | Prosthesis, Breast, Inflatable, Internal, Saline | 3 |  | N | N |  | 878.353 | 2 | Call for PMAs to be filed by 11/17/99 per 64 FR 45161 on 8/19/99 |  |  |  | Y | N | Ineligible
SU | SU | FWP | Prosthesis, Chin, Internal | 2 |  | N | N |  | 878.355 | 1 |  |  |  |  | Y | N | Eligible
SU | SU | FWW | Table, Operating-Room, Pneumatic | 1 |  | N | N |  | 878.496 | 4 |  |  |  |  | N | N | Eligible
SU | SU | FWX | Table, Operating-Room, Mechanical | 1 |  | N | N |  | 878.495 | 4 |  |  |  |  | N | N | Eligible
SU | SU | FWY | Table, Operating-Room, Non-Electrical | 1 |  | N | N |  | 878.495 | 4 |  |  |  |  | N | N | Eligible
SU | SU | FWZ | Operating Room Accessories Table Tray | 1 |  | N | N |  | 878.495 | 7 | This product code has been established in accordance with the may 20, 1997, guidance entitled, convenience kits interim regulatory guidance, found at www.Fda.Gov/cdrh/ode/convkit.Html. This type of convenience kit, as listed in the guidance above, is under enforcement discretion, and does not require a premarket notification (510(k)) to market if it meets all criteria in the guidance. | This product code has been established in accordance with the may 20, 1997, guidance entitled, convenience kits interim regulatory guidance, found at www.Fda.Gov/cdrh/ode/convkit.Html. This type of convenience kit, as listed in the guidance above, is under enforcement discretion, and does not require a premarket notification (510(k)) to market if it meets all criteria in the guidance. | This product code has been established in accordance with the may 20, 1997, guidance entitled, convenience kits interim regulatory guidance, found at www.Fda.Gov/cdrh/ode/convkit.Html. This type of convenience kit, as listed in the guidance above, is under enforcement discretion, and does not require a premarket notification (510(k)) to market if it meets all criteria in the guidance. | This product code has been established in accordance with the may 20, 1997, guidance entitled, convenience kits interim regulatory guidance, found at www.Fda.Gov/cdrh/ode/convkit.Html. This type of convenience kit, as listed in the guidance above, is under enforcement discretion, and does not require a premarket notification (510(k)) to market if it meets all criteria in the guidance. | N | N | Eligible
SU | SU | FXE | Speculum, Non-Illuminated | 1 |  | N | N |  | 878.18 | 4 |  |  |  |  | N | N | Eligible
SU | SU | FXF | Speculum, Illuminated | 1 |  | N | N |  | 878.18 | 4 |  |  |  |  | N | N | Eligible
SU | SU | FXG | Specula Accessories | 1 |  | N | N |  | 878.18 | 4 |  |  |  |  | N | N | Eligible
SU | SU | FXM | Camera, Still, Endoscopic | 1 |  | N | N |  | 878.416 | 4 |  |  |  |  | N | N | Eligible
SU | SU | FXN | Tape, Camera, Surgical | 1 |  | N | N |  | 878.416 | 4 |  |  |  |  | N | N | Eligible
SU | SU | FXQ | Lens, Camera, Surgical | 1 |  | N | N |  | 878.416 | 4 |  |  |  |  | N | N | Eligible
SU | SU | FXR | Holder, Camera, Surgical | 1 |  | N | N |  | 878.416 | 4 |  |  |  |  | N | N | Eligible
SU | SU | FXS | Frame, Camera, Surgical | 1 |  | N | N |  | 878.416 | 4 |  |  |  |  | N | N | Eligible
SU | SU | FXT | Film, Camera, Surgical | 1 |  | N | N |  | 878.416 | 4 |  |  |  |  | N | N | Eligible
SU | SU | FXW | Shoes, Operating-Room | 1 |  | N | N |  | 878.404 | 4 |  |  |  |  | N | N | Eligible
SU | SU | FYE | Dress, Surgical | 1 |  | N | N |  | 878.404 | 4 |  |  |  |  | N | N | Eligible
SU | SU | FYF | Cap, Surgical | 1 |  | N | N |  | 878.404 | 4 |  |  |  |  | N | N | Eligible
SU | SU | FYI | Appliance, Facial Fracture, External | 1 |  | N | N |  | 878.325 | 4 |  |  |  |  | N | N | Eligible
SU | SU | FZD | Prosthesis, Ear, Internal | 2 |  | N | N |  | 878.359 | 1 |  |  |  |  | Y | N | Eligible
SU | SU | FZE | Prosthesis, Nose, Internal | 2 |  | N | N |  | 878.368 | 1 |  |  |  |  | Y | N | Eligible
SU | SU | FZF | Splint, Extremity, Inflatable, External | 1 |  | N | N |  | 878.39 | 4 |  |  |  |  | N | N | Eligible
SU | SU | FZG | Apparatus, Air Handling, Bench | 2 |  | N | N |  | 878.507 | 4 |  |  |  |  | N | N | Eligible
SU | SU | FZH | Apparatus, Air Handling, Room | 2 |  | N | N |  | 878.507 | 4 |  |  |  |  | N | N | Eligible
SU | SU | FZI | Apparatus, Air Handling, Enclosure | 2 |  | N | N |  | 878.507 | 4 |  |  |  |  | N | N | Eligible
SU | SU | FZK | Chair, Surgical, Non-Electrical | 1 |  | N | N |  | 878.495 | 4 |  |  |  |  | N | N | Eligible
SU | SU | FZM | Stool, Operating-Room | 1 |  | N | N |  | 878.495 | 4 |  |  |  |  | N | N | Eligible
SU | SU | FZO | Chisel, Surgical, Manual | 1 |  | N | N |  | 878.48 | 4 |  |  |  |  | N | N | Eligible
SU | SU | FZP | Clip, Implantable | 2 |  | N | N |  | 878.43 | 1 |  |  |  |  | Y | N | Eligible
SU | SU | FZQ | Clip, Removable (Skin) | 1 |  | N | N |  | 878.432 | 4 |  |  |  |  | N | N | Eligible
SU | SU | FZR | Contractor, Surgical | 1 |  | N | N |  | 878.48 | 4 |  |  |  |  | N | N | Eligible
SU | SU | FZS | Curette, Surgical, General Use | 1 |  | N | N |  | 878.48 | 4 |  |  |  |  | N | N | Eligible
SU | SU | FZT | Cutter, Surgical | 1 |  | N | N |  | 878.48 | 4 |  |  |  |  | N | N | Eligible
SU | SU | FZW | Expander, Surgical, Skin Graft | 1 |  | N | N |  | 878.48 | 4 |  |  |  |  | N | N | Eligible
SU | SU | FZX | Guide, Surgical, Instrument | 1 |  | N | N |  | 878.48 | 4 |  |  |  |  | N | N | Eligible
SU | SU | FZY | Hammer, Surgical | 1 |  | N | N |  | 878.48 | 4 |  |  |  |  | N | N | Eligible
SU | SU | FZZ | Marker, Skin | 1 |  | N | N |  | 878.466 | 4 |  |  |  |  | N | N | Eligible
SU | SU | GAA | Needle, Aspiration And Injection, Disposable | 1 |  | N | N |  | 878.48 | 4 |  |  |  |  | N | N | Eligible
SU | SU | GAB | Needle, Suturing, Disposable | 1 |  | N | N |  | 878.48 | 4 |  |  |  |  | N | N | Eligible
SU | SU | GAC | Rasp, Surgical, General & Plastic Surgery | 1 |  | N | N |  | 878.48 | 4 |  |  |  |  | N | N | Eligible
SU | SU | GAD | Retractor | 1 |  | N | N |  | 878.48 | 4 |  |  |  |  | N | N | Eligible
SU | SU | GAE | Snare, Surgical | 1 |  | N | N |  | 878.48 | 4 |  |  |  |  | N | N | Eligible
SU | SU | GAF | Spatula, Surgical, General & Plastic Surgery | 1 |  | N | N |  | 878.48 | 4 |  |  |  |  | N | N | Eligible
SU | SU | GAH | Stylet, Surgical, General & Plastic Surgery | 1 |  | N | N |  | 878.48 | 4 |  |  |  |  | N | N | Eligible
SU | SU | GAI | Stripper, Vein, Reusable | 1 |  | N | N |  | 878.48 | 4 |  |  |  |  | N | N | Eligible
SU | SU | GAJ | Stripper, Vein, Disposable | 1 |  | N | N |  | 878.48 | 4 |  |  |  |  | N | N | Eligible
SU | SU | GAK | Suture, Absorbable | 2 |  | N | N |  | 878.483 | 1 |  |  |  |  | Y | N | Eligible
SU | SU | GAL | Suture, Absorbable, Natural | 2 |  | N | N |  | 878.483 | 1 |  |  |  |  | Y | N | Eligible
SU | SU | GAM | Suture, Absorbable, Synthetic, Polyglycolic Acid | 2 |  | N | N |  | 878.4493 | 1 |  |  |  |  | Y | N | Eligible
SU | SU | GAN | Suture, Absorbable, Synthetic | 2 |  | N | N |  | 878.483 | 1 |  |  |  |  | Y | N | Eligible
SU | SU | GAO | Suture, Nonabsorbable | 2 |  | N | N |  | 878.4495 | 1 |  |  |  |  | Y | N | Eligible
SU | SU | GAP | Suture, Nonabsorbable, Silk | 2 |  | N | N |  | 878.503 | 1 |  |  |  |  | Y | N | Eligible
SU | SU | GAQ | Suture, Nonabsorbable, Steel, Monofilament And Multifilament, Sterile | 2 |  | N | N |  | 878.4495 | 1 |  |  |  |  | Y | N | Eligible
SU | SU | GAR | Suture, Nonabsorbable, Synthetic, Polyamide | 2 |  | N | N |  | 878.502 | 1 |  |  |  |  | Y | N | Eligible
SU | SU | GAS | Suture, Nonabsorbable, Synthetic, Polyester | 2 |  | N | N |  | 878.5 | 1 |  |  |  |  | Y | N | Eligible
SU | SU | GAT | Suture, Nonabsorbable, Synthetic, Polyethylene | 2 |  | N | N |  | 878.5 | 1 |  |  |  |  | Y | N | Eligible
SU | SU | GAW | Suture, Nonabsorbable, Synthetic, Polypropylene | 2 |  | N | N |  | 878.501 | 1 |  |  |  |  | Y | N | Ineligible
SU | SU | GAX | Tourniquet, Nonpneumatic | 1 |  | N | N |  | 878.59 | 4 |  |  |  |  | N | N | Eligible
SU | SU | GBA | Catheter, Balloon Type | 1 |  | N | N |  | 878.42 | 4 |  |  |  |  | N | N | Eligible
SU | SU | GBB | Chair, Surgical, Ac-Powered | 1 |  | N | N |  | 878.496 | 4 |  |  |  |  | N | N | Eligible
SU | SU | GBC | Lamp, Surgical, Incandescent | 2 |  | N | N |  | 878.458 | 4 |  |  |  |  | N | N | Eligible
SU | SU | GBI | Material, External Aesthetic Restoration, Used With Adhesive | 1 |  | N | N |  | 878.38 | 4 |  |  |  |  | N | N | Eligible
SU | SU | GBJ | Prosthesis, Adhesive, External | 1 |  | N | N |  | 878.375 | 4 |  |  |  |  | N | N | Eligible
SU | SU | GBN | Catheter, Pediatric, General & Plastic Surgery | 1 |  | N | N |  | 878.42 | 4 |  |  |  |  | N | N | Eligible
SU | SU | GBO | Catheter, Nephrostomy, General & Plastic Surgery | 1 |  | N | N |  | 878.42 | 4 |  |  |  |  | N | N | Eligible
SU | SU | GBP | Catheter, Multiple Lumen | 1 |  | N | N |  | 878.42 | 4 |  |  |  |  | N | N | Eligible
SU | SU | GBQ | Catheter, Continuous Irrigation | 1 |  | N | N |  | 878.42 | 4 |  |  |  |  | N | N | Eligible
SU | SU | GBS | Catheter, Ventricular, General & Plastic Surgery | 1 |  | N | N |  | 878.42 | 4 |  |  |  |  | N | N | Eligible
SU | SU | GBW | Catheter, Peritoneal | 1 |  | N | N |  | 878.42 | 4 |  |  |  |  | N | N | Eligible
SU | SU | GBX | Catheter, Irrigation | 1 |  | N | N |  | 878.42 | 4 |  |  |  |  | N | N | Eligible
SU | SU | GBY | Catheter, Eustachian, General & Plastic Surgery | 1 |  | N | N |  | 878.42 | 4 |  |  |  |  | N | N | Eligible
SU | SU | GBZ | Catheter, Cholangiography | 1 |  | N | N |  | 878.42 | 4 |  |  |  |  | N | N | Eligible
SU | SU | GCB | Needle, Catheter | 1 |  | N | N |  | 878.42 | 4 |  |  |  |  | N | N | Eligible
SU | SU | GCC | Dilator, Catheter | 1 |  | N | N |  | 878.42 | 4 |  |  |  |  | N | N | Eligible
SU | SU | GCD | Connector, Catheter | 1 |  | N | N |  | 878.42 | 4 |  |  |  |  | N | N | Eligible
SU | SU | GCE | Adaptor, Catheter | 1 |  | N | N |  | 878.42 | 4 |  |  |  |  | N | N | Eligible
SU | SU | GCY | Apparatus, Suction, Single Patient Use, Portable, Nonpowered | 1 |  | N | N |  | 878.468 | 4 |  |  |  |  | N | N | Eligible
SU | SU | GCZ | Retainer, Surgical | 1 |  | N | N |  | 878.48 | 4 |  |  |  |  | N | N | Eligible
SU | SU | GDC | Table, Operating-Room, Electrical | 1 |  | N | N |  | 878.496 | 4 |  |  |  |  | N | N | Eligible
SU | SU | GDF | Guide, Needle, Surgical | 1 |  | N | N |  | 878.48 | 4 |  |  |  |  | N | N | Eligible
SU | SU | GDG | Hook, Surgical, General & Plastic Surgery | 1 |  | N | N |  | 878.48 | 4 |  |  |  |  | N | N | Eligible
SU | SU | GDH | Gouge, Surgical, General & Plastic Surgery | 1 |  | N | N |  | 878.48 | 4 |  |  |  |  | N | N | Eligible
SU | SU | GDI | Dissector, Surgical, General & Plastic Surgery | 1 |  | N | N |  | 878.48 | 4 |  |  |  |  | N | N | Eligible
SU | SU | GDJ | Clamp, Surgical, General & Plastic Surgery | 1 |  | N | N |  | 878.48 | 4 |  |  |  |  | N | N | Eligible
SU | SU | GDL | Needle, Suturing, Reusable | 1 |  | N | N |  | 878.48 | 4 |  |  |  |  | N | N | Eligible
SU | SU | GDM | Needle, Aspiration And Injection, Reusable | 1 |  | N | N |  | 878.48 | 4 |  |  |  |  | N | N | Eligible
SU | SU | GDN | Knife, Amputation | 1 |  | N | N |  | 878.48 | 4 |  |  |  |  | N | N | Eligible
SU | SU | GDO | Applier, Surgical, Clip | 1 |  | N | N |  | 878.48 | 4 |  |  |  |  | N | N | Eligible
SU | SU | GDR | Saw, Manual And Accessories | 1 |  | N | N |  | 878.48 | 4 |  |  |  |  | N | N | Eligible
SU | SU | GDT | Staple, Removable (Skin) | 1 |  | N | N |  | 878.476 | 4 |  |  |  |  | N | N | Eligible
SU | SU | GDW | Staple, Implantable | 2 |  | N | N |  | 878.475 | 1 |  |  |  |  | Y | N | Ineligible
SU | SU | GDX | Scalpel, One-Piece | 1 |  | N | N |  | 878.48 | 4 |  |  |  |  | N | N | Eligible
SU | SU | GDY | Gauze/Sponge, Internal, X-Ray Detectable | 1 |  | N | N |  | 878.445 | 4 |  |  |  |  | N | N | Eligible
SU | SU | GDZ | Handle, Scalpel | 1 |  | N | N |  | 878.48 | 4 |  |  |  |  | N | N | Eligible
SU | SU | GEA | Cannula, Surgical, General & Plastic Surgery | 1 |  | N | N |  | 878.48 | 4 |  |  |  |  | N | N | Eligible
SU | SU | GEC | Brush, Scrub, Operating-Room | 1 |  | N | N |  | 878.48 | 4 |  |  |  |  | N | N | Eligible
SU | SU | GED | Brush, Dermabrasion, Manual | 1 |  | N | N |  | 878.48 | 4 |  |  |  |  | N | N | Eligible
SU | SU | GEE | Brush, Biopsy, General & Plastic Surgery | 1 |  | N | N |  | 878.48 | 4 |  |  |  |  | N | N | Eligible
SU | SU | GEF | Applier, Staple, Surgical, | 1 |  | N | N |  | 878.48 | 4 |  |  |  |  | N | N | Eligible
SU | SU | GEG | Elevator, Surgical, General & Plastic Surgery | 1 |  | N | N |  | 878.48 | 4 |  |  |  |  | N | N | Eligible
SU | SU | GEH | Unit, Cryosurgical, Accessories | 2 |  | N | Y |  | 878.435 | 1 |  |  |  |  | N | N | Eligible
SU | SU | GEI | Electrosurgical, Cutting & Coagulation & Accessories | 2 |  | N | Y |  | 878.44 | 1 | Validated reprocessing instructions and reprocessing validation data for this device type must be included in a 510(k) submission if the device is reusable and has specific design features (please refer to Table 2 of 82 FR 26807, available at https://www.gpo.gov/fdsys/pkg/FR-2017-06-09/pdf/2017-12007.pdf). |  |  |  | N | N | Ineligible
SU | SU | GEJ | Carrier, Ligature | 1 |  | N | N |  | 878.48 | 4 |  |  |  |  | N | N | Eligible
SU | SU | GEN | Forceps, General & Plastic Surgery | 1 |  | N | N |  | 878.48 | 4 |  |  |  |  | N | N | Eligible
SU | SU | GEO | File, Surgical, General & Plastic Surgery | 1 |  | N | N |  | 878.48 | 4 |  |  |  |  | N | N | Eligible
SU | SU | GES | Blade, Scalpel | 1 |  | N | N |  | 878.48 | 4 |  |  |  |  | N | N | Eligible
SU | SU | GET | Motor, Surgical Instrument, Pneumatic Powered | 1 |  | N | N |  | 878.482 | 4 |  |  |  |  | N | N | Eligible
SU | SU | GEX | Powered Laser Surgical Instrument | 2 |  | N | Y |  | 878.481 | 1 | A laser (light amplification by stimulated emission of radiation) based device having coherence, collimated and typically monochromatic radiation. Typically indicated to to cut, destroy, remove or coagulate tissue, generally soft tissue, for general surgical purpose in medical specialties of general and plastic surgery, dermatology/aesthetic, podiatry, otolaryngology (ent), gynecology, neurosurgery, orthopedics (soft tissue), dental and oral surgery, and dentistry. The classification regulation 21 cfr 878.4810 describes a device that is carbon dioxide or argon laser intended to cut, destroy, remove or coagulate tissue by the light. |  |  |  | N | N | Eligible
SU | SU | GEY | Motor, Surgical Instrument, Ac-Powered | 1 |  | N | N |  | 878.482 | 4 |  |  |  |  | N | N | Eligible
SU | SU | GFA | Blade, Saw, General & Plastic Surgery, Surgical | 1 |  | N | N |  | 878.482 | 4 |  |  |  |  | N | N | Eligible
SU | SU | GFB | Head, Surgical, Hammer | 1 |  | N | N |  | 878.482 | 4 |  |  |  |  | N | N | Eligible
SU | SU | GFC | Driver, Surgical, Pin | 1 |  | N | N |  | 878.482 | 4 |  |  |  |  | N | N | Eligible
SU | SU | GFD | Dermatome | 1 |  | N | N |  | 878.482 | 4 |  |  |  |  | N | N | Ineligible
SU | SU | GFE | Brush, Dermabrasion, Powered | 1 |  | N | N |  | 878.482 | 4 |  |  |  |  | N | N | Ineligible
SU | SU | GFF | Bur, Surgical, General & Plastic Surgery | 1 |  | N | N |  | 878.482 | 4 |  |  |  |  | N | N | Eligible
SU | SU | GFG | Bit, Surgical | 1 |  | N | N |  | 878.482 | 4 |  |  |  |  | N | N | Eligible
SU | SU | GFI | Osteotome, Manual | 1 |  | N | N |  | 878.48 | 4 |  |  |  |  | N | N | Eligible
SU | SU | GFJ | Mallet, Surgical, General & Plastic Surgery | 1 |  | N | N |  | 878.48 | 4 |  |  |  |  | N | N | Eligible
SU | SU | HAB | Saw, Powered, And Accessories | 1 |  | N | N |  | 878.482 | 4 |  |  |  |  | N | N | Eligible
SU | SU | HAM | Apparatus, Electrosurgical | 2 |  | N | Y |  | 878.44 | 1 |  |  |  |  | N | N | Eligible
SU | SU | HBI | Illuminator, Fiberoptic, Surgical Field | 2 |  | N | Y |  | 878.458 | 1 |  |  |  |  | N | N | Eligible
SU | SU | HBT | Applier, Hemostatic Clip | 1 |  | N | N |  | 878.48 | 4 |  |  |  |  | N | N | Eligible
SU | SU | HCF | Instrument, Ligature Passing And Knot Tying | 1 |  | N | N |  | 878.48 | 4 |  |  |  |  | N | N | Eligible
SU | SU | HJE | Lamp, Fluorescein, Ac-Powered | 2 |  | N | Y |  | 878.458 | 1 |  |  |  |  | N | N | Eligible
SU | SU | HMP | Pad, Eye | 1 |  | N | N |  | 878.444 | 4 |  |  |  |  | N | N | Eligible
SU | SU | HRB | Microscope, Operating, Non-Electric, Ophthalmic | 1 |  | N | N |  | 878.47 | 4 |  |  |  |  | N | N | Eligible
SU | SU | HRM | Microscope, Operating & Accessories, Ac-Powered, Ophthalmic | 1 |  | N | N |  | 878.47 | 4 |  |  |  |  | N | N | Eligible
SU | SU | HRQ | Hemostat | 1 |  | N | N |  | 878.48 | 4 |  |  |  |  | N | N | Eligible
SU | SU | HSO | Saw | 1 |  | N | N |  | 878.48 | 4 |  |  |  |  | N | N | Eligible
SU | SU | HTC | Pliers, Surgical | 1 |  | N | N |  | 878.48 | 4 |  |  |  |  | N | N | Eligible
SU | SU | HTD | Forceps | 1 |  | N | N |  | 878.48 | 4 |  |  |  |  | N | N | Eligible
SU | SU | HTE | Elevator | 1 |  | N | N |  | 878.48 | 4 |  |  |  |  | N | N | Eligible
SU | SU | HTF | Curette | 1 |  | N | N |  | 878.48 | 4 |  |  |  |  | N | N | Eligible
SU | SU | HTR | Rasp | 1 |  | N | N |  | 878.48 | 4 |  |  |  |  | N | N | Eligible
SU | SU | HTZ | Instrument, Cutting, Orthopedic | 1 |  | N | N |  | 878.48 | 4 |  |  |  |  | N | N | Eligible
SU | SU | HWM | Osteotome | 1 |  | N | N |  | 878.48 | 4 |  |  |  |  | N | N | Eligible
SU | SU | HXD | Clamp | 1 |  | N | N |  | 878.48 | 4 |  |  |  |  | N | N | Eligible
SU | SU | HXL | Mallet | 1 |  | N | N |  | 878.48 | 4 |  |  |  |  | N | N | Eligible
SU | SU | HXR | Spatula, Orthopedic | 1 |  | N | N |  | 878.48 | 4 |  |  |  |  | N | N | Eligible
SU | SU | HXT | Tape, Orthopedic | 1 |  | N | N |  | 878.48 | 4 |  |  |  |  | N | N | Eligible
SU | SU | HYA | Forceps, Wire Holding | 1 |  | N | N |  | 878.48 | 4 |  |  |  |  | N | N | Eligible
SU | SU | JCQ | Prosthesis, Esophagus | 2 |  | N | N |  | 878.361 | 1 |  |  |  |  | Y | N | Eligible
SU | SU | JCX | Apparatus, Suction, Ward Use, Portable, Ac-Powered | 2 |  | N | Y |  | 878.478 | 1 |  |  |  |  | N | N | Eligible
SU | SU | JCY | Catheter, Infusion | 1 |  | N | N |  | 878.42 | 4 |  |  |  |  | N | N | Eligible
SU | SU | JEA | Table, Surgical With Orthopedic Accessories, Ac-Powered | 1 |  | N | N |  | 878.496 | 4 |  |  |  |  | N | N | Eligible
SU | SU | JEB | Table, Surgical With Orthopedic Accessories, Manual | 1 |  | N | N |  | 878.495 | 4 |  |  |  |  | N | N | Eligible
SU | SU | JOS | Electrode, Electrosurgical | 2 |  | N | Y |  | 878.44 | 1 |  |  |  |  | N | N | Eligible
SU | SU | JOT | Electrode, Gel, Electrosurgical | 2 |  | N | Y |  | 878.44 | 1 |  |  |  |  | N | N | Eligible
SU | SU | JYC | Cannula, Ear | 1 |  | N | N |  | 878.48 | 4 |  |  |  |  | N | N | Eligible
SU | SU | JYD | Chisel, Mastoid | 1 |  | N | N |  | 878.48 | 4 |  |  |  |  | N | N | Eligible
SU | SU | JYK | Holder, Ear Speculum | 1 |  | N | N |  | 878.18 | 4 |  |  |  |  | N | N | Eligible
SU | SU | KAG | Holder, Speculum, Ent | 1 |  | N | N |  | 878.18 | 4 |  |  |  |  | N | N | Eligible
SU | SU | KAM | Cannula, Sinus | 1 |  | N | N |  | 878.48 | 4 |  |  |  |  | N | N | Eligible
SU | SU | KAN | Chisel, Nasal | 1 |  | N | N |  | 878.48 | 4 |  |  |  |  | N | N | Eligible
SU | SU | KCE | Cannulae, Bronchial | 1 |  | N | N |  | 878.48 | 4 |  |  |  |  | N | N | Eligible
SU | SU | KCW | Epilator, High Frequency, Needle-Type | 1 |  | N | N |  | 878.535 | 4 |  |  |  |  | N | N | Eligible
SU | SU | KCX | Epilator, High Frequency, Tweezer-Type | 1 |  | N | N |  | 878.536 | 4 |  |  |  |  | N | N | Eligible
SU | SU | KCY | Tourniquet, Pneumatic | 1 |  | N | N |  | 878.591 | 4 |  |  |  |  | N | N | Eligible
SU | SU | KCZ | Prosthesis, Breast, External, Used With Adhesive | 1 |  | N | N |  | 878.38 | 4 |  |  |  |  | N | N | Eligible
SU | SU | KDA | Prosthesis, Ptfe/Carbon-Fiber | 2 |  | N | N |  | 878.35 | 1 |  |  |  |  | Y | N | Eligible
SU | SU | KDC | Instrument, Surgical, Disposable | 1 |  | N | N |  | 878.48 | 4 |  |  |  |  | N | N | Eligible
SU | SU | KDD | Kit, Surgical Instrument, Disposable | 1 |  | N | N |  | 878.48 | 4 |  |  |  |  | N | N | Eligible
SU | SU | KDG | Chisel (Osteotome) | 1 |  | N | N |  | 878.482 | 4 |  |  |  |  | N | N | Eligible
SU | SU | KFK | Saw, Pneumatically Powered | 1 |  | N | N |  | 878.482 | 4 |  |  |  |  | N | N | Eligible
SU | SU | KGL | Cabinet, Phototherapy (Puva) | 2 |  | N | Y |  | 878.463 | 1 |  |  |  |  | N | N | Eligible
SU | SU | KGS | Retention Device, Suture | 1 |  | N | N |  | 878.493 | 4 |  |  |  |  | N | N | Eligible
SU | SU | KGW | Ring (Wound Protector), Drape Retention, Internal | 2 |  | N | N |  | 878.437 | 4 |  |  |  |  | N | N | Eligible
SU | SU | KGY | Bag, Intestine | 1 |  | N | N |  | 878.41 | 4 |  |  |  |  | N | N | Eligible
SU | SU | KGZ | Accessories, Catheter | 1 |  | N | N |  | 878.42 | 4 |  |  |  |  | N | N | Eligible
SU | SU | KIK | Hook, Bone | 1 |  | N | N |  | 878.48 | 4 |  |  |  |  | N | N | Eligible
SU | SU | KKY | Material, Polytetrafluoroethylene Vitreous Carbon, For Maxillofacial Reconstruction | 2 |  | N | N |  | 878.35 | 1 |  |  |  |  | Y | N | Eligible
SU | SU | KOX | Solvent, Adhesive Tape | 1 |  | N | N |  | 878.473 | 4 |  |  |  |  | N | N | Eligible
SU | SU | KOY | Degreaser, Skin, Surgical | 1 |  | N | N |  | 878.473 | 4 |  |  |  |  | N | N | Eligible
SU | SU | KOZ | Beads, Hydrophilic, For Wound Exudate Absorption | 1 |  | N | N |  | 878.4018 | 4 |  |  |  |  | N | N | Eligible
SU | SU | KPJ | Chamber, Oxygen, Topical, Extremity | 2 |  | N | N |  | 878.565 | 1 |  |  |  |  | N | N | Eligible
SU | SU | KQM | Camera, Surgical And Accessories | 1 |  | N | N |  | 878.416 | 4 |  |  |  |  | N | N | Eligible
SU | SU | LEJ | Booth, Sun Tan | 2 |  | N | Y |  | 878.4635 | 1 |  |  |  |  | N | N | Eligible
SU | SU | LMF | Agent, Absorbable Hemostatic, Collagen Based | 3 |  | N | N |  | 878.449 | 2 |  |  |  |  | Y | N | Ineligible
SU | SU | LMG | Agent, Absorbable Hemostatic, Non-Collagen Based | 3 |  | N | N |  | 878.449 | 2 |  |  |  |  | Y | N | Ineligible
SU | SU | LRO | General Surgery Tray | 2 |  | N | N |  | 878.437 | 7 | This product code has been established in accordance with the may 20, 1997, guidance entitled, convenience kits interim regulatory guidance, found at www.Fda.Gov/cdrh/ode/convkit.Html. This type of convenience kit, as listed in the guidance above, is under enforcement discretion, and does not require a premarket notification (510(k)) to market if it meets all criteria in the guidance | This product code has been established in accordance with the May 20, 1997, Guidance entitled, Convenience Kits Interim Regulatory Guidance, found at www.fda.gov/cdrh/ode/convkit.html. This type of convenience kit, as listed in the guidance above, is under enforcement discretion, and does not require a premarket notification (510(k)) to market if it meets all criteria in the guidance | This product code has been established in accordance with the May 20, 1997, Guidance entitled, Convenience Kits Interim Regulatory Guidance, found at www.fda.gov/cdrh/ode/convkit.html. This type of convenience kit, as listed in the guidance above, is under enforcement discretion, and does not require a premarket notification (510(k)) to market if it meets all criteria in the guidance | This product code has been established in accordance with the May 20, 1997, Guidance entitled, Convenience Kits Interim Regulatory Guidance, found at www.fda.gov/cdrh/ode/convkit.html. This type of convenience kit, as listed in the guidance above, is under enforcement discretion, and does not require a premarket notification (510(k)) to market if it meets all criteria in the guidance | N | N | Eligible
SU | SU | LRP | Tray, Surgical | 1 |  | N | N |  | 878.48 | 4 |  |  |  |  | N | N | Eligible
SU | SU | LRW | Scissors, General, Surgical | 1 |  | N | N |  | 878.48 | 4 |  |  |  |  | N | N | Eligible
SU | SU | LRY | Punch, Surgical | 1 |  | N | N |  | 878.48 | 4 |  |  |  |  | N | N | Eligible
SU | SU | LRZ | Screwdriver, Surgical | 1 |  | N | N |  | 878.48 | 4 |  |  |  |  | N | N | Eligible
SU | SU | LSA | Vise, Bench, Surgical | 1 |  | N | N |  | 878.48 | 4 |  |  |  |  | N | N | Eligible
SU | SU | LWG | Surgical Table Cushion | 1 |  | N | N |  | 878.495 | 4 |  |  |  |  | N | N | Eligible
SU | SU | LWK | Razor, Surgical | 1 |  | N | N |  | 878.48 | 4 |  |  |  |  | N | N | Eligible
SU | SU | LXK | Scrapper, Skin Specimen | 1 |  | N | N |  | 878.48 | 4 |  |  |  |  | N | N | Eligible
SU | SU | LXZ | Guard, Instrument | 1 |  | N | Y |  | 878.48 | 4 |  |  |  |  | N | N | Eligible
SU | SU | LYV | Label Or Tag, Sterile | 1 |  | N | N |  | 878.48 | 4 |  |  |  |  | N | N | Eligible
SU | SU | LZK | Implant, Malar | 2 |  | N | N |  | 878.355 | 1 |  |  |  |  | Y | N | Eligible
SU | SU | LZM | Guard, Skin Graft | 1 |  | N | N |  | 878.4014 | 4 |  |  |  |  | N | N | Eligible
SU | SU | MAW | Marker, Suture Identification | 1 |  | N | N |  | 878.48 | 1 |  |  |  |  | N | N | Eligible
SU | SU | MCA | Tape, Surgical, Internal | 2 |  | N | N |  | 878.33 | 1 |  |  |  |  | Y | N | Eligible
SU | SU | MCH | Clip, Hemostatic | 2 |  | N | N |  | 878.43 | 1 |  |  |  |  | Y | N | Ineligible
SU | SU | MCZ | Suture Removal Kit | 1 |  | N | N |  | 878.48 | 7 | This product code has been established in accordance with the May 20, 1997, guidance entitled, convenience kits interim regulatory guidance, found at http://www.fda.gov/downloads/MedicalDevices/DeviceRegulationandGuidance/GuidanceDocuments/ucm080217.pdf. This type of convenience kit, as listed in the guidance above, is under enforcement discretion, and does not require a premarket notification (510(k)) to market if it meets all criteria in the guidance. | This product code has been established in accordance with the May 20, 1997, guidance entitled, convenience kits interim regulatory guidance, found at http://www.fda.gov/downloads/MedicalDevices/DeviceRegulationandGuidance/GuidanceDocuments/ucm080217.pdf. This type of convenience kit, as listed in the guidance above, is under enforcement discretion, and does not require a premarket notification (510(k)) to market if it meets all criteria in the guidance. | This product code has been established in accordance with the May 20, 1997, guidance entitled, convenience kits interim regulatory guidance, found at http://www.fda.gov/downloads/MedicalDevices/DeviceRegulationandGuidance/GuidanceDocuments/ucm080217.pdf. This type of convenience kit, as listed in the guidance above, is under enforcement discretion, and does not require a premarket notification (510(k)) to market if it meets all criteria in the guidance. | This product code has been established in accordance with the May 20, 1997, guidance entitled, convenience kits interim regulatory guidance, found at http://www.fda.gov/downloads/MedicalDevices/DeviceRegulationandGuidance/GuidanceDocuments/ucm080217.pdf. This type of convenience kit, as listed in the guidance above, is under enforcement discretion, and does not require a premarket notification (510(k)) to market if it meets all criteria in the guidance. | N | N | Eligible
SU | SU | MDA | Elastomer, Silicone, For Scar Management | 1 |  | N | N |  | 878.4025 | 4 |  |  |  |  | N | N | Eligible
SU | SU | MDM | Instrument, Manual, Surgical, General Use | 1 |  | N | N |  | 878.48 | 4 |  |  |  |  | N | N | Eligible
SU | SU | MGO | Closure, Wound, Adhesive | 1 |  | N | N |  | 878.4018 | 4 |  |  |  |  | N | N | Eligible
SU | SU | MIJ | Needle, Tumor Localization | 1 |  | N | N |  | 878.48 | 4 |  |  |  |  | N | N | Eligible
SU | SU | MJG | Device, Percutaneous, Biopsy | 1 |  | N | N |  | 878.48 | 4 |  |  |  |  | N | N | Eligible
SU | SU | MKY | System, Skin Closure | 1 |  | N | N |  | 878.432 | 4 |  |  |  |  | N | N | Eligible
SU | SU | MNF | Implant, Temporal | 2 |  | N | N |  | 878.355 | 1 |  |  |  |  | Y | N | Eligible
SU | SU | MOQ | Battery, Replacement, Rechargeable | 1 |  | N | N |  | 878.482 | 4 |  |  |  |  | N | N | Eligible
SU | SU | MPN | Tissue Adhesive For The Topical Approximation Of Skin | 2 |  | N | N |  | 878.401 | 1 | Docket number: 2006p-0071 - may 5, 2008 - reclassified from class 3 pma to class 2 510(k). |  |  |  | N | N | Ineligible
SU | SU | MSA | Dressing, Wound And Burn, Occlusive, Heated | 1 |  | N | N |  | 878.402 | 1 |  |  |  |  | N | N | Ineligible
SU | SU | MUL | Generator, Electrosurgical, Coagulation, Cancer | 2 |  | N | Y |  | 878.44 | 1 |  |  |  |  | N | N | Eligible
SU | SU | MUU | System, Suction, Lipoplasty | 2 |  | N | N |  | 878.504 | 1 | See Federal Register Notice at 86 FR 50887 �Consolidation of Devices That Process Autologous Human Cells, Tissues, and Cellular and Tissue-Based Products at the Point of Care to Produce a Therapeutic Article� (FRN) (FDA-2021-N-0881). |  |  |  | N | N | Eligible
SU | SU | MVR | Device, Anastomotic, Microvascular | 2 |  | N | N |  | 878.43 | 1 |  |  |  |  | Y | N | Eligible
SU | SU | MWY | System, Microwave, Hair Removal | 2 |  | N | N |  | 878.44 | 1 |  |  |  |  | N | N | Eligible
SU | SU | MXG | Lamp, Uvc, (For Treating Skin And Wounds) | 2 |  | N | Y |  | 878.463 | 1 |  |  |  |  | N | N | Eligible
SU | SU | MXW | Suture, Surgical, Nonabsorbable, Poly (Vinylidene Fluoride) | 2 |  | N | N |  | 878.501 | 1 |  |  |  |  | Y | N | Eligible
SU | SU | NAB | Gauze / Sponge,Nonresorbable For External Use | 1 |  | N | N |  | 878.4014 | 4 |  |  |  |  | N | N | Ineligible
SU | SU | NAC | Dressing, Wound, Hydrophilic | 1 |  | N | N |  | 878.4018 | 4 |  |  |  |  | N | N | Eligible
SU | SU | NAD | Dressing, Wound, Occlusive | 1 |  | N | N |  | 878.402 | 4 |  |  |  |  | N | N | Ineligible
SU | SU | NAE | Dressing, Wound, Hydrogel Without Drug And/Or Biologic | 1 |  | N | N |  | 878.4022 | 4 |  |  |  |  | N | N | Eligible
SU | SU | NBY | Suture, Surgical, Nonabsorbable, Expanded, Polytetraflouroethylene | 2 |  | N | N |  | 878.5035 | 1 |  |  |  |  | Y | N | Eligible
SU | SU | NCA | Clip, Implantable, For Coronary Artery Bypass Graft (Cabg) | 2 |  | N | N |  | 878.43 | 1 |  |  |  |  | Y | N | Eligible
SU | SU | NEH | Anchor, Fascial | 2 |  | N | N |  | 878.43 | 1 |  |  |  |  | Y | N | Eligible
SU | SU | NEU | Marker, Radiographic, Implantable | 2 |  | N | N |  | 878.43 | 1 |  |  |  |  | Y | N | Eligible
SU | SU | NEW | Suture, Surgical, Absorbable, Polydioxanone | 2 |  | N | N |  | 878.484 | 1 |  |  |  |  | Y | N | Ineligible
SU | SU | NEY | System, Ablation, Microwave And Accessories | 2 |  | N | Y |  | 878.44 | 1 |  |  |  |  | N | N | Eligible
SU | SU | NJC | Clip, Vas Deferens | 2 |  | N | N |  | 878.43 | 1 | This is an implantable clip intended to ligate the vas deferens. This is more specific than the regulation. |  |  |  | Y | N | Eligible
SU | SU | NJU | Suture, Nonabsorbable, Nitinol | 2 |  | N | N |  | 878.4495 | 1 | Soft tissue approximation. |  |  |  | Y | N | Ineligible
SU | SU | NJZ | Extractor, Vein | 1 |  | N | N |  | 878.48 | 4 | The device is a vein extractor that is pushed through the leg around the vein to effect saphenous vein harvesting. It is like a long apple corer, but instead of taking out the apple core you are taking our someone's saphenous vein. |  |  |  | N | N | Eligible
SU | SU | NLK | Needle, Biopsy, Cardiovascular, Reprocessed | 1 |  | N | Y |  | 878.48 | 1 | Reprocessing validation data for this device type must be included in a 510(k) submission. (70 FR 56911, available at https://www.govinfo.gov/content/pkg/FR-2005-09-29/pdf/05-19510.pdf). |  |  |  | N | N | Eligible
SU | SU | NLL | Staple, Implantable, Reprocessed | 2 |  | N | N |  | 878.475 | 1 | Reprocessing validation data for this device type must be included in a 510(k) submission. (70 FR 56911, available at https://www.govinfo.gov/content/pkg/FR-2005-09-29/pdf/05-19510.pdf). |  |  |  | N | N | Ineligible
SU | SU | NMJ | Clip, Implantable, Reprocessed | 2 |  | N | N |  | 878.43 | 1 | The "implantable clip, reprocessed" is intended to connect internal tissues to aid in healing. It is not absorbable. This device is indicated for reuse/reprocessing. Reprocessing validation data for this device type must be included in a 510(k) submission. (70 FR 56911, available at https://www.govinfo.gov/content/pkg/FR-2005-09-29/pdf/05-19510.pdf). |  |  |  | Y | N | Ineligible
SU | SU | NMT | Needle, Catheter, Reprocessed | 1 |  | N | Y |  | 878.42 | 1 | Reprocessing validation data for this device type must be included in a 510(k) submission. (70 FR 56911, available at https://www.govinfo.gov/content/pkg/FR-2005-09-29/pdf/05-19510.pdf). |  |  |  | N | N | Eligible
SU | SU | NMU | Needle, Gastro-Urology, Reprocessed | 1 |  | N | Y |  | 878.48 | 1 | Reprocessing validation data for this device type must be included in a 510(k) submission. (70 FR 56911, available at https://www.govinfo.gov/content/pkg/FR-2005-09-29/pdf/05-19510.pdf). |  |  |  | N | N | Eligible
SU | SU | NNA | Biopsy Device, Percutaneous, Reprocessed | 1 |  | N | Y |  | 878.48 | 1 | Reprocessing validation data for this device type must be included in a 510(k) submission. (70 FR 56911, available at https://www.govinfo.gov/content/pkg/FR-2005-09-29/pdf/05-19510.pdf). |  |  |  | N | N | Eligible
SU | SU | NNC | Needle, Aspiration And Needle, Reprocessed | 1 |  | N | Y |  | 878.48 | 1 | Reprocessing validation data for this device type must be included in a 510(k) submission. (70 FR 56911, available at https://www.govinfo.gov/content/pkg/FR-2005-09-29/pdf/05-19510.pdf). |  |  |  | N | N | Eligible
SU | SU | NOC | Splint, Extremity, Non-Inflatable, External, Non-Sterile | 1 |  | Y | N |  | 878.391 | 4 | Non-inflatable extremity splint; See product code fyh. |  |  |  | N | N | Eligible
SU | SU | NOD | Board, Arm (With Cover), Non-Sterile | 1 |  | Y | N |  | 878.391 | 4 |  |  |  |  | N | N | Eligible
SU | SU | NOJ | Prosthesis, Breast, External, No Adhesive | 1 |  | Y | N |  | 878.38 | 4 | external aesthetic restoration prosthesis |  |  |  | N | N | Eligible
SU | SU | NOK | Material, External Aesthetic Restoration, No Adhesive | 1 |  | Y | N |  | 878.38 | 4 | external aesthetic restoration prosthesis |  |  |  | N | N | Eligible
SU | SU | NRB | Wound Cleaner, Ultrasound | 2 |  | N | Y |  | 878.441 | 1 | The ultrasound wound cleaner/mild debridement system is a device that delivers a cleaning fluid to the wound that is pulsed using low power ultrasound radiation. The device is intended to clean and mildly debride wounds. The ultrasound generator must deliver 1.0 mw/cm2 or less energy to the wound |  |  |  | N | N | Eligible
SU | SU | NRJ | Ultrasound, Skin Permeation | 2 |  | N | Y |  | 878.441 | 1 | Indicated for the temporary disruption of the outer layer of skin for the application of drugs, etc. |  |  |  | N | N | Ineligible
SU | SU | NTB | System, Ablation, Ultrasound And Accessories | 2 |  | N | Y |  | 878.44 | 1 | Intended for use as a surgical tool for coagulation and ablation of soft tissue. This differs from the description in the regulation in that this device is not intended to cut tissue and this device uses high intensity ultrasound energy instead of electrosurgery or electrocautery. |  |  |  | N | N | Eligible
SU | SU | NUJ | Electrosurgical, Cutting & Coagulation Accessories, Laparoscopic & Endoscopic, Reprocessed | 2 |  | N | N |  | 878.44 | 1 | Reprocessing validation data for this device type must be included in a 510(k) submission. (70 FR 56911, available at https://www.govinfo.gov/content/pkg/FR-2005-09-29/pdf/05-19510.pdf). |  |  |  | N | N | Eligible
SU | SU | NUV | Massager, Vacuum, Light Induced Heating | 2 |  | N | Y |  | 878.481 | 1 | The device is intended to temporarily alter the appearance of cellulite |  |  |  | N | N | Eligible
SU | SU | NVH | Suture, Knot, Mechanical | 2 |  | N | N |  | 878.43 | 1 | In approximation and/or ligation of soft tissue |  |  |  | Y | N | Eligible
SU | SU | NVJ | Applicator, Transurethral, Radio Frequency, For Stress Urinary Incontinence In Women | 2 |  | N | N |  | 878.44 | 1 | Delivery of radio frequency energy to the submucosal tissue of the bladder neck and proximal urethra for the transurethral treatment of female stress urinary incontinence due to hypermobility. | Consists of radio frequency probe and generator and accessories. | Functions within a system. | Bladder neck and proximal urethra | N | N | Eligible
SU | SU | NWF | Drill, Battery Powered, Subungual Hematoma | 1 |  | N | N |  | 878.482 | 4 | Intended to cut a hole in finger and toe nails to release fluid accumulated in the underlying nail bed. Indicated to relieve pressure from subungual hematomas (including black toe). | The device is comprised of a hand-held cutter, sensing electrodes and a battery pack. | The device uses a 6V cutter motor to rotate the cutter and a 6V vertical drive motor to move the cutter towards and away from the nail. The motors are powered by a 9V battery. | Finger nails and toe nails. | N | N | Eligible
SU | SU | NWJ | Suture, Recombinant Technology | 2 |  | N | N |  | 878.4494 | 1 | Intended for use in soft tissue approximation. Indicated for use in general soft tissue approximation and/or ligation. | Polymer (solid) | Produced through recombinant DNA technology | General soft tissues in the body. | Y | N | Eligible
SU | SU | NXF | Gas, Laser Generating | 1 |  | N | N |  | 878.481 | 4 | Special laser gas mixtures used as a lasing medium | Special laser gas mixtures used as a lasing medium | Special laser gas mixtures used as a lasing medium | Special laser gas mixtures used as a lasing medium | N | N | Eligible
SU | SU | NYS | Wound Dressing With Poly(Diallyl Dimethyl Ammonium Chloride)(Pdadmac) | 2 |  | N | N |  | 878.4015 | 1 | A wound dressing with poly (diallyl dimethyl ammonium chloride) (pdadmac) additive is a device that is a sterile barrier wound dressing intended for use as a primary dressing for exuding wounds, first and second degree burns, and surgical wounds, to secure and prevent movement of a primary dressing, and as a wound packing. The device consists of a textile substrate and permanently bound pdadmac. The device acts as a physical barrier to outside contaminants and does not act on the surface or interior of the wound nor does it contain antimicrobial agents that act on the body. | Wound dressing | Topical application | exuding Wounds and first and second degree burns | N | N | Ineligible
SU | SU | NYT | Prosthesis, Tracheal, Expandable, Polymeric | 2 |  | N | N |  | 878.372 | 1 | The device is intended to provide support to weakened or constricting airway walls and indicated for the treatment of tracheobronchial strictures produced by malignant neoplasms or in benign strictures, after all alternative therapies have been exhausted. | The device is a self-expanding tubular device, traditionally made of silicone. Devices can range roughly from 6-14mm in diameter and have lengths as small as 20 mm to lengths as long as 150mm. | The device functions independently providing physical support to the constricting airway. | The target area is the tracheobronchial tree. | Y | N | Eligible
SU | SU | OAB | Low Energy Direct Current Thermal Ablation System | 2 |  | N | Y |  | 878.44 | 1 | Ablation of soft tissue | it includes the LEDC generator, electrodes and accessories | it applies a low energy direct current (LEDC) pulse or series of pulses between two electrodes to cause an ablation effect to occur | soft tissue including cardiac and smooth muscle | N | N | Eligible
SU | SU | ODR | Electrosurgical Patient Return Electrode | 2 |  | N | Y |  | 878.44 | 1 | Ground pad used to finish circuit during electrosurgery. A single use, non-sterile dispersive electrode with a pre-attached cord used to adhere to the patient over the entire pad surface to complete the electrosurgical circuit between the generator, the active electrode, and the patient. | The electrode consists of five distinct layers of materials: the Mylar (protective cover) which is removed prior to use, Gel, Aluminum, Acrylic Adhesive and Blue Foam. The electrode construction consists of a dual aluminum electrode which connects to the generator during surgery. The aluminum is backed with a blue polyethylene foam pad with an acrylic adhesive which prevent fluid ingress. The aluminum is covered with a conductive Hydrogel adhesive. The aluminum and the Hydrogel are the conductive layers. | Electrosurgical Patient Return Electrode is a single use, non-sterile disposable electrode with and without a pre-attached cord. The use is to complete an electrical circuit during electrosurgery between the generator, the active electrode, and an patient. It is furnished with a cord. The pad has a hydrogel adhesive for conductivity with an acrylic border to prevent invasion of fluids. Both pad designs are compatible with return electrode monitoring generator systems. | Thigh | N | N | Eligible
SU | SU | ODU | Facial Implant | 2 |  | N | N |  | 878.35 | 1 | For use in plastic and reconstructive surgery. The devices can be used for cosmetic augmentation and corrections of soft tissue deformities in the face, including areas such as the nose, chin, and cheeks. | Solid implants | Plastic surgery | face | Y | N | Eligible
SU | SU | OEI | Drainage Catheter With Antibiotic | 2 |  | N | N |  | 878.478 | 1 | A tubular drain made from silicone or similar material and is coated with a silver containing material and is intended to drain fluids from body cavities using gravity drainage or attached to a suction pump. | A tubular drain made from silicone or similar material and is coated with a silver containing material | Gravity drainage or attached to a suction pump | Normally any body cavity following surgery | N | N | Eligible
SU | SU | OEL | Laser, Benign Prostatic Hyperplasia | 2 |  | N | N |  | 878.481 | 1 | Laser ablation of prostatic tissue for the treatment of benign prostatic hyperplasia | The device consists primarily of medical laser and deliver fibers. The fibers are positioned in the prostate or prostatic urethra through endoscopy and direct laser optical energy into the prostate. | Laser optical energy is applied to the prostate using endoscopically delivered fibers. Heating of the prostatic tissue leads to necrotic death or direct ablation depending on the temperatures achieved. | Prostate | N | N | Eligible
SU | SU | OHO | First Aid Kit Without Drug | 1 |  | N | N |  | 878.4014 | 7 | This product code has been established in accordance with the may 20, 1997, guidance entitled, convenience kits interim regulatory guidance, found at www.Fda.Gov/cdrh/ode/convkit.Html. This type of convenience kit, as listed in the guidance above, is under enforcement discretion, and does not require a premarket notification (510(k)) to market if it meets all criteria in the guidance. | This product code has been established in accordance with the May 20, 1997, Guidance entitled, Convenience Kits Interim Regulatory Guidance, found at www.fda.gov/cdrh/ode/convkit.html. This type of convenience kit, as listed in the guidance above, is under enforcement discretion, and does not require a premarket notification (510(k)) to market if it meets all criteria in the guidance. | This product code has been established in accordance with the May 20, 1997, Guidance entitled, Convenience Kits Interim Regulatory Guidance, found at www.fda.gov/cdrh/ode/convkit.html. This type of convenience kit, as listed in the guidance above, is under enforcement discretion, and does not require a premarket notification (510(k)) to market if it meets all criteria in the guidance. | This product code has been established in accordance with the May 20, 1997, Guidance entitled, Convenience Kits Interim Regulatory Guidance, found at www.fda.gov/cdrh/ode/convkit.html. This type of convenience kit, as listed in the guidance above, is under enforcement discretion, and does not require a premarket notification (510(k)) to market if it meets all criteria in the guidance. | N | N | Eligible
SU | SU | OHS | Light Based Over The Counter Wrinkle Reduction | 2 |  | N | N |  | 878.481 | 1 | Use of light based treatment to reduce wrinkles on the body in general or specific anatomical locations depending on the information provided. | The device can be hand held or mounted on a support system like a stand or mechanical arm. The device will emit light that can be monochromatic or narrow band or broad band. The light energy may be very low to moderate power levels. | Uses light based energy delivered to and or through the skin to effect change in the tissue that results in the reduction of wrinkles. | Mostly intended to be used on the human face, head, and neck. | N | N | Eligible
SU | SU | OHT | Light Based Over-The-Counter Hair Removal | 2 |  | N | N |  | 878.481 | 1 | Over-the-counter device uses thermal energy to kill hair follicles for hair removal. | Use of thermal energy | Use of thermal energy to kill hair follicles for hair removal | The device generally targets skin (including dermis, epidermis), underlying soft tissue and hair follicles. | N | N | Eligible
SU | SU | OHV | Focused Ultrasound For Tissue Heat Or Mechanical Cellular Disruption | 2 |  | N | N |  | 878.459 | 1 | A device using focused ultrasound to produce localized, mechanical motion within tissues and cells for the purpose of producing either localized heating for tissue coagulation or for mechanical cellular membrane disruption intended for non-invasive aesthetic use. | ultrasound | Use of focused ultrasound | soft tissue | N | N | Eligible
SU | SU | OJJ | Burn Kit Without Drug | 1 |  | N | N |  | 878.4022 | 7 | This product code has been established in accordance with the May 20, 1997, guidance entitled, convenience kits interim regulatory guidance, found at http://www.fda.gov/downloads/MedicalDevices/DeviceRegulationandGuidance/GuidanceDocuments/ucm080217.pdf. This type of convenience kit, as listed in the guidance above, is under enforcement discretion, and does not require a premarket notification (510(k)) to market if it meets all criteria in the guidance. | This product code has been established in accordance with the May 20, 1997, guidance entitled, convenience kits interim regulatory guidance, found at http://www.fda.gov/downloads/MedicalDevices/DeviceRegulationandGuidance/GuidanceDocuments/ucm080217.pdf. This type of convenience kit, as listed in the guidance above, is under enforcement discretion, and does not require a premarket notification (510(k)) to market if it meets all criteria in the guidance. | This product code has been established in accordance with the May 20, 1997, guidance entitled, convenience kits interim regulatory guidance, found at http://www.fda.gov/downloads/MedicalDevices/DeviceRegulationandGuidance/GuidanceDocuments/ucm080217.pdf. This type of convenience kit, as listed in the guidance above, is under enforcement discretion, and does not require a premarket notification (510(k)) to market if it meets all criteria in the guidance. | This product code has been established in accordance with the May 20, 1997, guidance entitled, convenience kits interim regulatory guidance, found at http://www.fda.gov/downloads/MedicalDevices/DeviceRegulationandGuidance/GuidanceDocuments/ucm080217.pdf. This type of convenience kit, as listed in the guidance above, is under enforcement discretion, and does not require a premarket notification (510(k)) to market if it meets all criteria in the guidance. | N | N | Eligible
SU | SU | OJR | Vacuum Powered Body Fluid Collection Kit | 2 |  | N | N |  | 878.478 | 7 | This product code has been established in accordance with the May 20, 1997, Guidance entitled, Convenience Kits Interim Regulatory Guidance, found at www.fda.gov/cdrh/ode/convkit.html. This type of convenience kit, as listed in the guidance above, is under enforcement discretion, and does not require a premarket notification (510(k)) to market if it meets all criteria in the guidance. | This product code has been established in accordance with the May 20, 1997, Guidance entitled, Convenience Kits Interim Regulatory Guidance, found at www.fda.gov/cdrh/ode/convkit.html. This type of convenience kit, as listed in the guidance above, is under enforcement discretion, and does not require a premarket notification (510(k)) to market if it meets all criteria in the guidance. | This product code has been established in accordance with the May 20, 1997, Guidance entitled, Convenience Kits Interim Regulatory Guidance, found at www.fda.gov/cdrh/ode/convkit.html. This type of convenience kit, as listed in the guidance above, is under enforcement discretion, and does not require a premarket notification (510(k)) to market if it meets all criteria in the guidance. | This product code has been established in accordance with the May 20, 1997, Guidance entitled, Convenience Kits Interim Regulatory Guidance, found at www.fda.gov/cdrh/ode/convkit.html. This type of convenience kit, as listed in the guidance above, is under enforcement discretion, and does not require a premarket notification (510(k)) to market if it meets all criteria in the guidance. | N | N | Eligible
SU | SU | OJS | Tourniquet Kit | 1 |  | N | N |  | 878.59 | 7 | This product code has been established in accordance with the May 20, 1997, Guidance entitled, Convenience Kits Interim Regulatory Guidance, found at www.fda.gov/cdrh/ode/convkit.html. This type of convenience kit, as listed in the guidance above, is under enforcement discretion, and does not require a premarket notification (510(k)) to market if it meets all criteria in the guidance | This product code has been established in accordance with the May 20, 1997, Guidance entitled, Convenience Kits Interim Regulatory Guidance, found at www.fda.gov/cdrh/ode/convkit.html. This type of convenience kit, as listed in the guidance above, is under enforcement discretion, and does not require a premarket notification (510(k)) to market if it meets all criteria in the guidance. | This product code has been established in accordance with the May 20, 1997, Guidance entitled, Convenience Kits Interim Regulatory Guidance, found at www.fda.gov/cdrh/ode/convkit.html. This type of convenience kit, as listed in the guidance above, is under enforcement discretion, and does not require a premarket notification (510(k)) to market if it meets all criteria in the guidance. | This product code has been established in accordance with the May 20, 1997, Guidance entitled, Convenience Kits Interim Regulatory Guidance, found at www.fda.gov/cdrh/ode/convkit.html. This type of convenience kit, as listed in the guidance above, is under enforcement discretion, and does not require a premarket notification (510(k)) to market if it meets all criteria in the guidance. | N | N | Eligible
SU | SU | OJT | Aspiration Tray | 1 |  | N | N |  | 878.48 | 7 | This product code has been established in accordance with the may 20, 1997, guidance entitled, convenience kits interim regulatory guidance, found at www.Fda.Gov/cdrh/ode/convkit.Html. This type of convenience kit, as listed in the guidance above, is under enforcement discretion, and does not require a premarket notification (510(k)) to market if it meets all criteria in the guidance | This product code has been established in accordance with the May 20, 1997, Guidance entitled, Convenience Kits Interim Regulatory Guidance, found at www.fda.gov/cdrh/ode/convkit.html. This type of convenience kit, as listed in the guidance above, is under enforcement discretion, and does not require a premarket notification (510(k)) to market if it meets all criteria in the guidance. | This product code has been established in accordance with the May 20, 1997, Guidance entitled, Convenience Kits Interim Regulatory Guidance, found at www.fda.gov/cdrh/ode/convkit.html. This type of convenience kit, as listed in the guidance above, is under enforcement discretion, and does not require a premarket notification (510(k)) to market if it meets all criteria in the guidance. | This product code has been established in accordance with the May 20, 1997, Guidance entitled, Convenience Kits Interim Regulatory Guidance, found at www.fda.gov/cdrh/ode/convkit.html. This type of convenience kit, as listed in the guidance above, is under enforcement discretion, and does not require a premarket notification (510(k)) to market if it meets all criteria in the guidance. | N | N | Eligible
SU | SU | OJU | Skin Prep Tray | 1 |  | N | N |  | 878.48 | 7 | This product code has been established in accordance with the may 20, 1997, guidance entitled, convenience kits interim regulatory guidance, found at www.Fda.Gov/cdrh/ode/convkit.Html. This type of convenience kit, as listed in the guidance above, is under enforcement discretion, and does not require a premarket notification (510(k)) to market if it meets all criteria in the guidance | This product code has been established in accordance with the May 20, 1997, Guidance entitled, Convenience Kits Interim Regulatory Guidance, found at www.fda.gov/cdrh/ode/convkit.html. This type of convenience kit, as listed in the guidance above, is under enforcement discretion, and does not require a premarket notification (510(k)) to market if it meets all criteria in the guidance. | This product code has been established in accordance with the May 20, 1997, Guidance entitled, Convenience Kits Interim Regulatory Guidance, found at www.fda.gov/cdrh/ode/convkit.html. This type of convenience kit, as listed in the guidance above, is under enforcement discretion, and does not require a premarket notification (510(k)) to market if it meets all criteria in the guidance. | This product code has been established in accordance with the May 20, 1997, Guidance entitled, Convenience Kits Interim Regulatory Guidance, found at www.fda.gov/cdrh/ode/convkit.html. This type of convenience kit, as listed in the guidance above, is under enforcement discretion, and does not require a premarket notification (510(k)) to market if it meets all criteria in the guidance. | N | N | Eligible
SU | SU | OJV | Single Use Instrument Tray | 1 |  | N | N |  | 878.48 | 7 | This product code has been established in accordance with the May 20, 1997, Guidance entitled, Convenience Kits Interim Regulatory Guidance, found at www.fda.gov/cdrh/ode/convkit.html. This type of convenience kit, as listed in the guidance above, is under enforcement discretion, and does not require a premarket notification (510(k)) to market if it meets all criteria in the guidance | This product code has been established in accordance with the May 20, 1997, Guidance entitled, Convenience Kits Interim Regulatory Guidance, found at www.fda.gov/cdrh/ode/convkit.html. This type of convenience kit, as listed in the guidance above, is under enforcement discretion, and does not require a premarket notification (510(k)) to market if it meets all criteria in the guidance. | This product code has been established in accordance with the May 20, 1997, Guidance entitled, Convenience Kits Interim Regulatory Guidance, found at www.fda.gov/cdrh/ode/convkit.html. This type of convenience kit, as listed in the guidance above, is under enforcement discretion, and does not require a premarket notification (510(k)) to market if it meets all criteria in the guidance. | This product code has been established in accordance with the May 20, 1997, Guidance entitled, Convenience Kits Interim Regulatory Guidance, found at www.fda.gov/cdrh/ode/convkit.html. This type of convenience kit, as listed in the guidance above, is under enforcement discretion, and does not require a premarket notification (510(k)) to market if it meets all criteria in the guidance. | N | N | Eligible
SU | SU | OJW | Shave Prep Kit | 2 |  | N | N |  | 878.437 | 7 | This product code has been established in accordance with the May 20, 1997, Guidance entitled, Convenience Kits Interim Regulatory Guidance, found at www.fda.gov/cdrh/ode/convkit.html. This type of convenience kit, as listed in the guidance above, is under enforcement discretion, and does not require a premarket notification (510(k)) to market if it meets all criteria in the guidance. | This product code has been established in accordance with the May 20, 1997, Guidance entitled, Convenience Kits Interim Regulatory Guidance, found at www.fda.gov/cdrh/ode/convkit.html. This type of convenience kit, as listed in the guidance above, is under enforcement discretion, and does not require a premarket notification (510(k)) to market if it meets all criteria in the guidance. | This product code has been established in accordance with the May 20, 1997, Guidance entitled, Convenience Kits Interim Regulatory Guidance, found at www.fda.gov/cdrh/ode/convkit.html. This type of convenience kit, as listed in the guidance above, is under enforcement discretion, and does not require a premarket notification (510(k)) to market if it meets all criteria in the guidance. | This product code has been established in accordance with the May 20, 1997, Guidance entitled, Convenience Kits Interim Regulatory Guidance, found at www.fda.gov/cdrh/ode/convkit.html. This type of convenience kit, as listed in the guidance above, is under enforcement discretion, and does not require a premarket notification (510(k)) to market if it meets all criteria in the guidance. | N | N | Eligible
SU | SU | OKJ | Light Based Treatment For Cold Sores Herpes Simplex Virus-1 | 2 |  | N | N |  | 878.486 | 1 | Shortens time to healing of herpes simplex lesions on the lips, with time to healing defined as the time to patient described re-epithelialization. | Uses a 1072nm +/- 12nm peak wavelength on a cold sore for a period of approximately 3 minutes. The power source is a standard alkaline 9v battery, which is replaceable. Treatment with the cold sore machine is commenced at the first symptoms of a cold sore and repeated every 12 hours until healing commences. The treatment area is approximately 7 sq cm. The device is activated by the ON button, and automatically powers down after the preprogrammed treatment time (approximately 3 minutes). | Applies low level light to a herpes simplex virus cold sore on the lips. The light shortens the healing time of the cold sore. | Lips | N | N | Eligible
SU | SU | OKO | Negative Pressure Wound Therapy Non-Powered Suction Apparatus | 2 |  | N | N |  | 878.4683 | 1 | A non-powered suction apparatus indicated for negative pressure wound therapy (npwt) that is intended for wound management via application of continual or intermittent negative pressure to the wound for removal of fluids, including wound exudate, irrigation fluids, and infectious materials. | Mechanical pump and wound dressing kit | The wound bed is dressed, fitted with mode of communication between the wound bed and suction apparatus, and sealed (according to labeling instructions). The suction apparatus is engaged to create a vacuum (negative pressure) within the wound bed drives the wound exudate to be pumped from the wound bed into a collection canister. It is designed to provide a pre-set level of negative pressure to the wound bed. | For management of chronic, acute, traumatic, subacute and dehisced wounds; partial-thickness burns; ulcers (such as diabetic or pressure) flaps and grafts. | N | N | Eligible
SU | SU | OLI | Fat Reducing Low Level Laser | 2 |  | N | Y |  | 878.54 | 1 | Non-invasive reduction in fat layer for body contouring | laser system that emits laser energy in the red spectrum | use of low level laser energy to create pores in adipocyte cells to release lipoproteins | adipocyte cells within the fat layer of the body, this could include wasit, thighs, abdomin, hips, etc... | N | N | Eligible
SU | SU | OLP | Over-The-Counter Powered Light Based Laser For Acne | 2 |  | N | N |  | 878.481 | 1 | The device is intended for over-the-counter (otc) use to treat patients with mild to moderate acne vulgaris. The device is intended to emit energy in the red and blue region of the spectrum, specifically indicated to treat mild to moderate acne vulgaris. | Light Source | The outputs are pre-tuned to a particular wavelength with a narrow spectral bandwidth. | Mainly on the face, but can be on the back or on the other parts of the body. Treatment area is 5x6 cm (at a time.) | N | N | Eligible
SU | SU | OMD | Cutaneous Tissue Adhesive With Mesh | 2 |  | N | N |  | 878.4011 | 1 | For topical application only to hold closed easily approximated skin edges of wounds such as wounds from surgical incisions, including punctures from minimally invasive surgery, and simple thorough cleansed, trauma-induced lacerations. The device may be used in conjunction with, but not in place of, deep dermal sutures. | 1) A liquid adhesive and 2) A self-adhering initiated mesh athat is packaged within an applicator | Adhesive to hold closed skin edges of wounds | The device is meant to act topically on the skin | N | N | Ineligible
SU | SU | OMP | Negative Pressure Wound Therapy Powered Suction Pump | 2 |  | N | N |  | 878.478 | 1 | For wound management via application of continual or intermittent negative pressure to the wound for removal of fluids, including wound exudate, irrigation fluids, and infectious materials. The Device is indicated for management of chronic, acute, traumatic, subacute and dehisced wounds, partial-thickness burns, ulcers (such as diabetic or pressure), flaps and grafts. | Powered suction pump and wound dressing kit | The wound bed is dressed, fitted with mode of communication between the wound bed and suction apparatus, and sealed (according to labeling instructions). The suction apparatus is engaged to create a vacuum (negative pressure) within the wound bed drives the wound exudate to be pumped from the wound bed into a collection canister. The device is designed to provide a pre-set level of negative pressure to the wound bed. | For management of chronic, acute, traumatic, subacute and dehisced wounds, partial-thickness burns, ulcers (such as diabetic or pressure), flaps and grafts. | N | N | Eligible
SU | SU | ONE | Powered Light Based Non-Laser Surgical Instrument | 2 |  | N | Y |  | 878.481 | 1 | A light based Non-Laser device typically indicated to be used for general surgical purpose in medical specialties of general and plastic surgery, dermatology/aesthetic, podiatry, otolaryngology (ENT), gynecology, neurosurgery, orthopedics (soft tissue), dental and oral surgery, and dentistry. Indication for Use can be general and/or specific. The classification regulation 21 CFR 878.4810 describes a device that is carbon dioxide or argon laser intended to cut, destroy, remove or coagulate tissue by the light. | The device comes in a wide verity of shapes and sizes. It could be hand held and with weight less than one pound or it could be heavy with weight more than fifty pounds. It generally has a base station with attachments such as different hand piece(s) and touch tone/display screen or other mechanical buttons for user interactions | This is a powered light based but non-laser instrument that uses light energy to destroy or coagulate tissue, generally soft tissue. | The device generally targets skin (including dermis, epidermis) and underlying soft tissue or soft tissue in general. | N | N | Eligible
SU | SU | ONF | Powered Light Based Non-Laser Surgical Instrument With Thermal Effect | 2 |  | N | Y |  | 878.481 | 1 | A light based non-laser device that provides thermal effect including broad spectrum source devices such as intense pulse light (ipl). Typically, indicated to be used in medical specialties of general and plastic surgery and of dermatology/aesthetic. Indication for use can be general and/or specific.The classification regulation 21 cfr 878.4810 describes a device that is carbon dioxide or argon laser intended to cut, destroy, or remove tissue by the light. | The device comes in a wide verity of shapes and sizes. It could be hand held and with weight less than one pound or it could be heavy with weight more than fifty pounds. It generally has a base station with attachments such as different hand piece(s) and touch tone/display screen or other mechanical buttons for user interactions. | This is a light based Non-Laser device that provides thermal effect including broad spectrum source devices such as Intense Pulse Light (IPL) that uses light energy to cut, destroy, remove or coagulate tissue, generally soft tissue. The classification regulation 21 CFR 878.4810 describes a device that is carbon dioxide or argon laser intended to cut, destroy, remove or coagulate tissue by the light. | The device generally targets skin (including dermis, epidermis) and underlying soft tissue or soft tissue in general. | N | N | Eligible
SU | SU | ONG | Powered Laser Surgical Instrument With Microbeam\Fractional Output | 2 |  | N | Y |  | 878.481 | 1 | A LASER (Light Amplification by Stimulated Emission of Radiation) based device having coherence, collimated and typically monochromatic radiation. The laser output is in form of tiny beams in micro range. Typically, indicated to be used in medical specialties of general and plastic surgery and of dermatology/aesthetic to destroy, remove or coagulate tissue, generally soft tissue. Indication for Use can be general and/or specific. The classification regulation 21 CFR 878.4810 describes a device that is carbon dioxide or argon laser intended to cut, destroy, remove or coagulate tissue by the light. | The device comes in a wide verity of shapes and sizes. It could be hand held and with weight less than one pound or it could be heavy with weight more than fifty pounds. It generally has a base station with attachments such as different hand piece(s) and touch tone/display screen or other mechanical buttons for user interactions. | A LASER (Light Amplification by Stimulated Emission of Radiation) based device having coherence, collimated and typically monochromatic radiation. The laser output is in form of tiny beam(s) in micro range. The classification regulation 21 CFR 878.4810 describes a device that is carbon dioxide or argon laser intended to cut, destroy, remove or coagulate tissue by the light. | The device generally targets skin (including dermis, epidermis) and underlying soft tissue or soft tissue in general. | N | N | Eligible
SU | SU | ONQ | Electrosurgical Coagulation For Aesthetic | 2 |  | N | Y |  | 878.44 | 1 | For the treatment of spider vein or telangiectasia by thermocoagulation. | Electrosurgical generator and needle electrodes | High Frequency radio wave energy | small surface blood vessels | N | N | Eligible
SU | SU | OOD | Surgical Film | 2 |  | N | N |  | 878.33 | 1 | To be implanted to reinforce soft tissue or bone where weakness exists. Intended to be used wherever temporary wound support is required, to reinforce soft tissues where weakness exists in the urological, gynecological, or gastrointestinal anatomy, or for the repair of hernia or other fascial defects that require the addition of a reinforcing or bridging material to obtain the desired surgical result. The absorbable protective film also may help minimize the potential for tissue attachment to the device in case of direct contact with the viscera. | absorbable solid form of poly(hydroxybutyrate) | material is isolated from prokaryotic cells produced by recombinant deoxyribonucleic acid (DNA) methods | soft tissue and bone | Y | Y | Eligible
SU | SU | OOK | Dermal Cooling Pack/Vacuum/Massager | 2 |  | N | N |  | 878.434 | 1 | The device is a combination of a cooling pad associated with a vacuum or mechanical massager intended for the disruption or induction of adipocyte cells indicated for body contouring or reduction in circumference of body areas. | the device is a combination of a cooling pad associated with a vacuum or mechanical massager intended for the disruption or induction of adipocyte cells indicated for body contouring or reduction in circumference of body areas. | release of fat and lipids from adipocyte cells resulting in reduction in fat layer | areasof the body for which a subject wishes to have reduction in size such as abdomen, thighs, waist, hips. | N | N | Eligible
SU | SU | OQL | Mesh, Surgical, Deployment Balloon | 2 |  | N | N |  | 878.33 | 1 | The device is intended to be used to facilitate the delivery of soft tissue prosthetics during the laparoscopic repair of hernias. | The device is comprised of three main components: an inflatable spreading balloon, an adaptor, and an inflation unit/pump. | The device is reversibly attached to soft tissue prosthetics, such as surgical mesh, through the use of connectors, before being rolled for insertion into the body. Once located in the abdominal cavity, the device is spread at the desired location by inflating it using an external inflation pump. | Abdominal cavity. | N | N | Eligible
SU | SU | ORK | Laser Assisted Lipolysis | 2 |  | N | N |  | 878.481 | 1 | Intended to be used for laser assisted lipolysis | The device is a laser module. | Laser Assisted Lipolysis is a procedure that uses laser energy to melt small volume of fat. The fat is then removed from the body by aspiration. | A small volume (up to 120cc) of localized deposits of fat per treatment such as chin or upper arm (triceps) | N | N | Eligible
SU | SU | ORQ | Mesh, Surgical, Deployer | 2 |  | N | N |  | 878.33 | 1 | Intended to be used to facilitate the delivery of soft tissue prosthetics during the laparoscopic repair of soft tissue defects (e.G. Hernia repair). | manual laparoscopic surgical instrument ;operation handle and deployment section. | intended to facilitate hernia mesh delivery and placement during laparoscopic ventral hernia repair. | abdominal cavity | N | N | Eligible
SU | SU | OTK | Wound Drain Catheter System | 2 |  | N | Y |  | 878.478 | 1 | For use as an adjunctive device during open surgical procedures in order to prevent fluid accumulation within the operative site after closure of the surgical wound. The device is indicated for use in thoracic surgical procedures. | The system comprise of a silicone drainge tube, guide tube with integrated magnetic shuttle assembly. | The system employs a magnetic clearance mechanism integrated into the drainage tubing to allow the user to clear materials which may accumulate inside the drainage tube. | For use in chest areas following thoracic surgical procedures. | N | N | Eligible
SU | SU | OUB | Instrument For Treatment Of Hyperhidrosis | 2 |  | N | Y |  | 878.44 | 1 | Soft-tissue coagulation | The System consists of the following components: the Console; the Handpiece; and a disposable tip that snaps onto the Handpiece. | microwave based system | dermal-hypodermal interface | N | N | Eligible
SU | SU | OUH | Skin Resurfacing Rf Applicator | 2 |  | N | N |  | 878.44 | 1 | Skin resurfacing | Hand held device with a range of electrodes (64-144) that penetrate the top layer of the skin and then generates RF pulses to create micro-ablative points. | Applicator emits RF energy that flows between electrodes to create micro-ablative points on the skin, forming superficial ablation with a volumetric non ablative heating effect in the dermis. | dermatologic use | N | N | Eligible
SU | SU | OUP | Powered Surgical Instrument For Improvement In The Appearance Of Cellulite | 2 |  | N | N |  | 878.479 | 1 | Used for controlled release of subcutaneous tissue for improvement in the appearance of cellulite. | The device consists of a cutting blade powered by a motor and a means for instrument guidance to control the areas of subcutaneous tissue cutting underneath the cellulite depressions or dimples. | The device temporarily improves the appearance of cellulite by controlled release (cutting) of the subcutaneous tissue underneath the cellulite depressions or dimples. | Area with Cellulite, Fibrous Septae, Fat, Soft Tissue. | N | N | Eligible
SU | SU | OVN | Suture Kit | 2 |  | N | N |  | 878.483 | 7 | This product code has been established in accordance with the may 20, 1997, guidance entitled, convenience kits interim regulatory guidance, found at https://www.fda.gov/downloads/MedicalDevices/DeviceRegulationandGuidance/GuidanceDocuments/ucm080217.pdf. This type of convenience kit, as listed in the guidance above, is under enforcement discretion, and does not require a premarket notification (510(k)) to market if it meets all criteria in the guidance. | This product code has been established in accordance with the may 20, 1997, guidance entitled, convenience kits interim regulatory guidance, found at https://www.fda.gov/downloads/MedicalDevices/DeviceRegulationandGuidance/GuidanceDocuments/ucm080217.pdf. This type of convenience kit, as listed in the guidance above, is under enforcement discretion, and does not require a premarket notification (510(k)) to market if it meets all criteria in the guidance. | This product code has been established in accordance with the may 20, 1997, guidance entitled, convenience kits interim regulatory guidance, found at https://www.fda.gov/downloads/MedicalDevices/DeviceRegulationandGuidance/GuidanceDocuments/ucm080217.pdf. This type of convenience kit, as listed in the guidance above, is under enforcement discretion, and does not require a premarket notification (510(k)) to market if it meets all criteria in the guidance. | This product code has been established in accordance with the may 20, 1997, guidance entitled, convenience kits interim regulatory guidance, found at https://www.fda.gov/downloads/MedicalDevices/DeviceRegulationandGuidance/GuidanceDocuments/ucm080217.pdf. This type of convenience kit, as listed in the guidance above, is under enforcement discretion, and does not require a premarket notification (510(k)) to market if it meets all criteria in the guidance. | N | N | Eligible
SU | SU | OWR | Mesh, Surgical, Non-Absorbable, Facial Implants For Plastic Surgery | 2 |  | N | N |  | 878.33 | 1 | For reinforcement of soft tissue where weakness exists in facial plastic surgery. | A plastic polymer mesh; either square, rectangular, or round. | A non-absorbable mesh that reinforces soft tissue. | Face | Y | N | Eligible
SU | SU | OWS | Mesh, Surgical, Collagen, Plastics, Facial Implants | 2 |  | N | N |  | 878.33 | 1 | For reinforcement of soft tissue where weakness exists in facial plastic surgery. | A collagen mesh; either square, rectangular, round, or of other various shapes. | A collagen mesh that reinforces soft tissue. | Face | Y | N | Eligible
SU | SU | OWT | Mesh, Surgical, Absorbable, Abdominal Hernia | 2 |  | N | N |  | 878.33 | 1 | For reinforcement of soft tissue where weakness exists during hernia repair. | An absorbable mesh; either square, rectangular, round or of various other shapes. | An absorbable mesh that reinforces soft tissue | Including but not limited to abdominal, inguinal, femoral, umbilical, and incisional hernias. | Y | N | Ineligible
SU | SU | OWU | Mesh, Surgical, Non-Absorbable, Diaphragmatic Hernia | 2 |  | N | N |  | 878.33 | 1 | For reinforcement of soft tissue where weakness exists during diaphragmatic hernia repair. | A non-absorbable mesh; either square, round, rectangular or of various other shapes. | A non-absorbable mesh that reinforces soft tissue. | Diaphragm | Y | N | Ineligible
SU | SU | OWV | Mesh, Surgical, Collagen, Diaphragmatic Hernia | 2 |  | N | N |  | 878.33 | 1 | For reinforcement of soft tissue where weakness exists during diaphragmatic hernia repair. | A collagen mesh; either square, round, rectangular or of various other shapes. | A collagen mesh that reinforces soft tissue. | Diaphragm | Y | N | Ineligible
SU | SU | OWZ | Mesh, Surgical, Absorbable, Thoracic, Chest Wall Reconstruction | 2 |  | N | N |  | 878.33 | 1 | For reinforcement of soft tissue where weakness exists during chest wall reconstruction. | An absorbable mesh; either square, rectangular, round or of various other shapes. | An absorbable mesh that reinforces soft tissue | Chest wall | Y | N | Eligible
SU | SU | OXA | Mesh, Surgical, Non-Absorbable, Thoracic, Chest Wall Reconstruction | 2 |  | N | N |  | 878.33 | 1 | For reinforcement of soft tissue where weakness exists during chest wall reconstruction. | A non-absorbable mesh; either square, rectangular, round or of various other shapes. | A non-absorbable mesh that reinforces soft tissue | Chest wall | Y | N | Eligible
SU | SU | OXB | Mesh, Surgical, Collagen, Thoracic, Chest Wall Reconstruction | 2 |  | N | N |  | 878.33 | 1 | For reinforcement of soft tissue where weakness exists during chest wall reconstruction. | A collagen mesh; either square, rectangular, round or of various other shapes. | A collagen mesh that reinforces soft tissue | Chest wall | Y | N | Eligible
SU | SU | OXC | Mesh, Surgical, Absorbable, Staple Line Reinforcement | 2 |  | N | N |  | 878.33 | 1 | For reinforcement of soft tissue where weakness exists during staple line reinforcement procedures. | An absorbable mesh; either square, rectangular, round or of various other shapes. | An absorbable mesh that reinforces soft tissue | Areas in need of sutures | Y | N | Eligible
SU | SU | OXD | Mesh, Surgical, Non-Absorbable, Staple Line Reinforcement | 2 |  | N | N |  | 878.33 | 1 | For reinforcement of soft tissue where weakness exists during staple line reinforcement procedures. | A non-absorbable mesh; either square, rectangular, round or of various other shapes. | A non-absorbable mesh that reinforces soft tissue | Areas in need of sutures | Y | N | Eligible
SU | SU | OXE | Mesh, Surgical, Collagen, Staple Line Reinforcement | 2 |  | N | N |  | 878.33 | 1 | For reinforcement of soft tissue where weakness exists during staple line reinforcement procedures. | A collagen mesh; either square, rectangular, round or of various other shapes | A collagen mesh that reinforces soft tissue | Areas in need of sutures | Y | N | Eligible
SU | SU | OXF | Mesh, Surgical, Absorbable, Plastic And Reconstructive Surgery | 2 |  | N | N |  | 878.33 | 1 | For reinforcement of soft tissue where weakness exists in plastic and reconstructive surgery. | An absorbable mesh; either square, round, rectangular or of various other shapes. | An absorbable mesh that reinforces soft tissue | An area in need of plastic and reconstructive surgery | Y | N | Ineligible
SU | SU | OXG | Mesh, Surgical, Non-Absorbable, Plastic And Reconstructive Surgery | 2 |  | N | N |  | 878.33 | 1 | For reinforcement of soft tissue where weakness exists in plastic and reconstructive surgery. | A plastic polymer mesh; either square, round, rectangular or of various other shapes. | A non-absorbable mesh that reinforces soft tissue | Areas in need of plastic and reconstructive surgery | Y | N | Ineligible
SU | SU | OXH | Mesh, Surgical, Collagen, Plastic And Reconstructive Surgery | 2 |  | N | N |  | 878.33 | 1 | For reinforcement of soft tissue where weakness exists in plastic and reconstructive surgery. | A collagen mesh; either square, rectangular, round or of various other shapes. | A collagen mesh that reinforces soft tissue | Areas in need of plastic and reconstructive surgery | Y | N | Ineligible
SU | SU | OXI | Mesh, Surgical, Absorbable, Large Abdominal Wall Defects | 2 |  | N | N |  | 878.33 | 1 | For reinforcement of soft tissue where weakness exists in abdominal wall defects. | An absorbable mesh; either square, rectangular, round or of various other shapes. | An absorbable mesh that reinforces soft tissue | Abdominal wall | Y | N | Ineligible
SU | SU | OXJ | Mesh, Surgical, Non-Absorbable, Large Abdominal Wall Defects | 2 |  | N | N |  | 878.33 | 1 | For reinforcement of soft tissue where weakness exists in abdominal wall defects. | A non-absorbable mesh; either square, round, rectangular or of various other shapes | A non-absorbable mesh that reinforces soft tissue | Abdominal wall | Y | N | Ineligible
SU | SU | OXK | Mesh, Surgical, Collagen, Large Abdominal Wall Defects | 2 |  | N | N |  | 878.33 | 1 | For reinforcement of soft tissue where weakness exists in abdominal wall defects. | A collagen mesh; either square, rectangular, round or of various other shapes | A collagen mesh that reinforces soft tissue | Abdominal wall | Y | N | Ineligible
SU | SU | OXL | Mesh, Surgical, Absorbable, Organ Support | 2 |  | N | N |  | 878.33 | 1 | For reinforcement of soft tissue where weakness exists during organ support. | An absorbable mesh; either square, rectangular, round or of various other shapes | An absorbable mesh that reinforces soft tissue | Various organs in need of temporary support | Y | N | Eligible
SU | SU | OXM | Mesh, Surgical, Absorbable, Fistula | 2 |  | N | N |  | 878.33 | 1 | For reinforcement of soft tissue where weakness exists during the repair of fistulas. | An absorbable mesh; round, rectangular, square or of various other shapes | An absorbable mesh for the reinforcement of soft tissue. | Anorectal, enterocutaneous, and recto-vaginal fistulas | Y | N | Ineligible
SU | SU | OXN | Mesh, Surgical, Collagen, Fistula | 2 |  | N | N |  | 878.33 | 1 | For reinforcement of soft tissue where weakness exists during the repair of fistulas. | A collagen mesh; square, rectangular, round or of other various shapes | A collagen mesh for the reinforcement of soft tissue | Anorectal, enterocutaneous, and recto-vaginal fistulas | Y | N | Ineligible
SU | SU | OXT | Percutaneous Surgical Set With Attachments | 2 |  | N | N |  | 878.4805 | 1 | Minimally invasive devices with the means to penetrate soft tissue to access the abdomen. The attachment and the shaft will be assembled and disassembled within the abdomen before and after use. The devices are used to grasp, hold, and manipulate soft tissues. | A shaft plus end effector attachments with different sizes | A shaft of the device that can penetrate through soft tissue; attachments that will be delivered through a traditional conduit (such as a trocar) and assembled with the shaft inside the abdomen. | Abdominal region | N | N | Eligible
SU | SU | OYW | Laser, Cellulite Appearance | 2 |  | N | Y |  | 878.481 | 1 | For the removal of fat through laser lipolysis. | Laser system using fiber optic delivery system to deliver the laser energy to the site through a cannula | delivery of laser energy via a cannula into the subdermal area to dissolove fat and disrupt the septae that affect the appearance of cellulite | area that have cellulite issues | N | N | Eligible
SU | SU | PAY | Over-The-Counter Radiofrequency Coagulation Device For Wrinkle Reduction | 2 |  | N | N |  | 878.442 | 1 | An electrosurgical device for over-the-counter aesthetic use is a device using radiofrequency energy to produce localized heating within tissues for non-invasive aesthetic use. | Radiofrequency current generator and electrode applicators | Radiofrequency electrical current (i.e., electrosurgical device) | skin wrinkles and rhytides | N | N | Eligible
SU | SU | PBD | Composite Cultured Skin |  |  | N | N |  | 878.4024 | 6 | For patients with mitten hand deformities due to Recessive Dystrophic Epidermolysis Bullosa (RDEB) | Composite Cultured Skin (CCS) is an aseptically processed wound dressing composed of a bovine collagen matrix (coated sponge) in which normal human allogeneic skin cells (epidermal keratinocytes and dermal fibroblasts) are cultured in two layers. The device measures approximately 6 cm x 6 cm (minimally 36 cm2). | Device fucntions as a phsycia l cover of a autograft wound site. It provdies a mosit wound healign environment and physiological components that interact with the acute wound. | Wounds created during surgical release of hand contractures (i.e., "mitten" hand deformities). | Y | N | Eligible
SU | SU | PBX | Massager, Vacuum, Radio Frequency Induced Heat | 2 |  | N | Y |  | 878.44 | 1 | Generates heat in body tissues for minor relief of minor aches and pain. Mechanical massaging to provide a temporary reduction in the appearance of cellulite. | A console that generates the RF energy. It has two handpieces, an RF handpiece to apply energy for the pain relief indication and a mechanical roller handpiece for the cellulite indication. | Increases the temperature of skin by deposition of RF waves to relieve minor aches and pain. It uses a mechanical roller to reduce the appearance of cellulite. | Skin. | N | N | Eligible
SU | SU | PBY | Temporary Tissue Marker | 2 |  | N | N |  | 878.43 | 1 | To temporarily (< 30 days) mark a tissue site intended for surgical removal. The tissue marker is surgically removed with the target tissue. | May include: implantable marker, delivery device | Marks a tissue location by being visible using imaging techniques. | Tissue intended to be removed surgically | N | N | Eligible
SU | SU | PDG | Electrosurgical Vessel And/Or Tissue Sealer. With Built-In Generator. | 2 |  | N | Y |  | 878.44 | 1 | Intended for any procedure where vessel ligation (cutting and sealing), soft tissue grasping and dissection are performed. | Applicator/Dissector, RF Generator and Battery are integrated in a single handpiece. | Application of RF energy to heat and seal vessel/tissue followed by dissection of target vessel/tissue. | Has not been shown to be effective for tubal sterilization or tubal coagulation for sterilization procedures. | N | N | Eligible
SU | SU | PDW | Internal Tissue Marker | 2 |  | N | N |  | 878.467 | 1 | An internal tissue marker is a prescription use device that is intended for use prior to or during general surgical procedures to demarcate selected sites on internal tissues. | Marker with dye. | A biocompatible dye that is applied to the target tissue using a soft tipped marker. | Organs, veins, arteries and other internal tissues. | N | N | Eligible
SU | SU | PDZ | Lasers For Temporary Increase Of Clear Nail In Patients With Onychomycosis | 2 |  | N | N |  | 878.481 | 1 | For the temporary increase of clear nail in patients with onychomycosis (e.g., dermatophytes Trichophyton rubrum and T mentagrophytes, and/or yeasts Candida albicans, etc.). | Laser device outputting energy at different wavelengths | Laser energy delivered to the target area by scanning | Toe nail of the patients with onychomycosis | N | N | Eligible
SU | SU | PFP | Silicone Hydrogel For Scar Management | 1 |  | N | N |  | 878.4025 | 4 | Management of closed hyperproliferative (hypertrophic and keloid) scars. | Silicone oil containing hydrogel with preservative identified by the Center for Drug Evaluation and Research (CDER) as an inactive ingredient. | Product forms a protective film that helps maintain skin hydration. | Scars on the skin | N | N | Eligible
SU | SU | PGZ | Non-Absorbable, Expandable, Hemostatic Sponge For Temporary Internal Use | 2 |  | N | N |  | 878.4452 | 1 | To control bleeding in junctional, non-compressible wounds until surgical care is acquired. | Sterile, non-absorbable, radiopaque, expandable sponges that may include a delivery device. | The sponges expand upon contact with blood to fill the wound cavity and provide pressure and a physical barrier that facilitates formation of a clot. The temporary sponges are completely removed from the wound during surgery prior to closure. | Junctional, non-compressible wounds in the groin or axilla not amenable to tourniquet application. It is NOT indicated for use in the following areas: thorax; pleural cavity; mediastinum; abdomen; retroperitoneal space; sacral space above the inguinal ligament; or tissues above the clavicle. | N | N | Eligible
SU | SU | PIJ | Collagen Surgical Mesh Containing Drugs | 2 |  | N | N |  | 878.33 | 1 | Reinforcement of soft tissue where weakness exists. | An acellular, sterile, non-pyrogenic porcine dermal matrix . The graft is packed dry and must be hydrated in sterile saline prior to use. The thickness of the device is 1.5 to 2.3mm. The device surfaces are coated with an antimicrobial coating, which is comprised of a bioresorbable L-tyrosine succinate polymer and antimicrobial agents Rifampin and Minocycline at 180 �g/cm2 each. | Used to reinforce soft tissue defects, e.g., hernias, etc... | soft tissues | Y | N | Ineligible
SU | SU | PJK | Tissue Adhesive For Internal Use | 3 |  | N | N |  | 878.401 | 2 | Approximation of tissue layers where subcutaneous dead space exists between the tissue planes in abdominoplasty. | A surgical adhesive based on a polyurethane pre-polymer. In its pre-polymerized form, this is a viscous liquid. The primary component of the adhesive is created by reacting trimethylolpropane (TMP) with lysine di-isocyanate ethyl ester (LDI). | The liquid is applied drop-wise to the tissue surfaces to be adhered, and then the tissue surfaces are approximated for several minutes to allow the moisture in the tissue to initiate the curing process. The applicator is a hand-held, disposable device that stores 5 ml of adhesive for delivery in drops onto planar surfaces of tissue. When exposure to water, the product reacts with amine and hydroxyl groups on biological tissue and with itself to produce a polymerized network. | Abdominoplasty tissue flaps | Y | N | Eligible
SU | SU | PKD | Laceration Tray | 1 |  | N | N |  | 878.4014 | 7 | This product code has been established in accordance with the May 20, 1997, guidance entitled, convenience kits interim regulatory guidance, found at http://www.fda.gov/downloads/MedicalDevices/DeviceRegulationandGuidance/GuidanceDocuments/ucm080217.pdf. This type of convenience kit, as listed in the guidance above, is under enforcement discretion, and does not require a premarket notification (510(k)) to market if it meets all criteria in the guidance. | This product code has been established in accordance with the May 20, 1997, guidance entitled, convenience kits interim regulatory guidance, found at http://www.fda.gov/downloads/MedicalDevices/DeviceRegulationandGuidance/GuidanceDocuments/ucm080217.pdf. This type of convenience kit, as listed in the guidance above, is under enforcement discretion, and does not require a premarket notification (510(k)) to market if it meets all criteria in the guidance. | This product code has been established in accordance with the May 20, 1997, guidance entitled, convenience kits interim regulatory guidance, found at http://www.fda.gov/downloads/MedicalDevices/DeviceRegulationandGuidance/GuidanceDocuments/ucm080217.pdf. This type of convenience kit, as listed in the guidance above, is under enforcement discretion, and does not require a premarket notification (510(k)) to market if it meets all criteria in the guidance. | This product code has been established in accordance with the May 20, 1997, guidance entitled, convenience kits interim regulatory guidance, found at http://www.fda.gov/downloads/MedicalDevices/DeviceRegulationandGuidance/GuidanceDocuments/ucm080217.pdf. This type of convenience kit, as listed in the guidance above, is under enforcement discretion, and does not require a premarket notification (510(k)) to market if it meets all criteria in the guidance. | N | N | Eligible
SU | SU | PKE | Laparoscopic Cholecystectomy Kit | 1 |  | N | N |  | 878.48 | 7 | This product code has been established in accordance with the May 20, 1997, guidance entitled, convenience kits interim regulatory guidance, found at http://www.fda.gov/downloads/MedicalDevices/DeviceRegulationandGuidance/GuidanceDocuments/ucm080217.pdf. This type of convenience kit, as listed in the guidance above, is under enforcement discretion, and does not require a premarket notification (510(k)) to market if it meets all criteria in the guidance. | This product code has been established in accordance with the May 20, 1997, guidance entitled, convenience kits interim regulatory guidance, found at http://www.fda.gov/downloads/MedicalDevices/DeviceRegulationandGuidance/GuidanceDocuments/ucm080217.pdf. This type of convenience kit, as listed in the guidance above, is under enforcement discretion, and does not require a premarket notification (510(k)) to market if it meets all criteria in the guidance. | This product code has been established in accordance with the May 20, 1997, guidance entitled, convenience kits interim regulatory guidance, found at http://www.fda.gov/downloads/MedicalDevices/DeviceRegulationandGuidance/GuidanceDocuments/ucm080217.pdf. This type of convenience kit, as listed in the guidance above, is under enforcement discretion, and does not require a premarket notification (510(k)) to market if it meets all criteria in the guidance. | This product code has been established in accordance with the May 20, 1997, guidance entitled, convenience kits interim regulatory guidance, found at http://www.fda.gov/downloads/MedicalDevices/DeviceRegulationandGuidance/GuidanceDocuments/ucm080217.pdf. This type of convenience kit, as listed in the guidance above, is under enforcement discretion, and does not require a premarket notification (510(k)) to market if it meets all criteria in the guidance. | N | N | Eligible
SU | SU | PKO | Transparent Patch For Use In Treatment Of Tattoos | 2 |  | N | N |  | 878.481 | 1 | To reduce formation of bubbles during laser treatment of tattoos. | Liquid in a transparent double sided silicon patch | Uses a chemical optical clearing agent to interact with the bubbles as they are attempting to form to prevent this formation. | tattoos | N | N | Eligible
SU | SU | PKT | Laser For Disruption Of Adipocyte Cells For Aesthetic Use | 2 |  | Y | N |  | 878.54 | 1 | Laser intended for the disruption of adipocyte cells indicated for body contouring or reduction in circumference of body areas. | The device may include up to three rectangular applicator heads with sapphire glass and dimensions of 4 cm x 6 cm. The laser may be 1064 nm and range in power density from 0.9-1.4 W/cm2. | Laser energy is delivered to the adipose tissue to elevate temperature to 42-47 C for disruption of adipocyte cells. Subsequently, the adipocyte cells release fat and lipids resulting in reduction of the adipose tissue. | Areas of the body for treatment such as the flank, abdomen, thighs, waist, hips | N | N | Eligible
SU | SU | PLJ | Tissue Adhesive Internal Use | 3 |  | N | N |  | 878.401 | 2 | Intended for the fixation of surgical meshes. | tissue adhesive | tissue adhesive used to fix mesh to tissue | internal use | Y | N | Ineligible
SU | SU | PMC | Scalp Cooling System | 2 |  | N | N |  | 878.436 | 1 | A scalp cooling system is intended to reduce or prevent the frequency and severity of alopecia during chemotherapy in which alopecia-inducing chemotherapeutic agents are used. | a cooling cap which is placed on the patients head and a cooling system that houses the cooling liquid, controls the temperature, and has a user interface | A cooling cap with cooling fluid running through the cap cools the scalp. A cooling tank consists of a computer controlled system that includes a refrigerated tank containing the cooling agent that maintain the temperature of the cooling fluid. | The scalp | N | N | Eligible
SU | SU | PMX | Absorbable Collagen Hemostatic Agent With Thrombin | 3 |  | N | N |  | 878.449 | 2 | Intended for use as an adjunct to hemostasis when control of bleeding by ligature or conventional procedures is ineffective or impractical. | collagen plus thrombin | Hemostatic agent combining tamponade and acceleration of fibrin clot formation | Surgical procedures other than ophthalmic | Y | N | Eligible
SU | SU | PNL | Magnetic Surgical System | 2 |  | N | N |  | 878.4815 | 1 | System designed to grasp and retract the body and the fundus of the gallbladder in laparoscopic cholecystectomy procedures to facilitate access and visualization of the surgical site. The device is indicated for use in patients within a BMI range of 20 to 34 kg/m2. The device is intended for prescription use only. | The device is two different instruments, the magnetic controller which is outside of the body and is 3x2 inches, oval-shaped with handles and is a large magnet made of NdFeB, Grade N42 disk magnet. The second instrument is the detachable grasper which is magnetic and actuated via its pistol-grip handle with two distinct scissor-type motions to open and close the detachable grasper jaws. | Uses a detachable grasper that can be attracted with a magnet that goes into the body to grasp and retract the gallbladder. Externally, a large magnet is kept outside of the body to hold the detachable grasper in place during surgery with its magnetic field strength. | The magnetic controller is kept external to the body on the abdomen. The detachable grasper is used during laparoscopic cholecystectomy to grasp and retract the gallbladder inside the body. | N | N | Eligible
SU | SU | POD | Temporary, Internal Use Hemostatic | 2 |  | N | N |  | 878.4454 | 1 | Intended to control severely bleeding wounds | Hemostatic agent either alone or incorporated into/onto another material, e.g. gauze. | Proposed hemostatic mechanisms of action include physical tamponade, water absorption, and mechanical sealing. | Indicated for use for severely bleeding wounds such as surgical wounds and traumatic injuries, including organ space bleeding. | N | Y | Eligible
SU | SU | PQI | Wound Retraction And Protection System | 2 |  | N | Y |  | 878.4371 | 1 | A prescription device intended to be used by a surgeon to retract the surgical incision, to provide access to the surgical wound, to protect and irrigate the surgical wound, and to serve as a conduit for removal of fluid from the surgical wound. | The device is comprised of a flexible, double-walled sheath with an impermeable inner layer. The retraction component is formed by attaching the sheath to a fixed-diameter ring at the bottom of the device. The sheath also includes an integrated fluid delivery and removal component. | The device is sterile, single-use surgical wound retraction that integrates surgical retraction, wound barrier protection, and fluid delivery and removal. Fluid is delivered via gravitational feed from an external sterile irrigation solution bag into the device and delivered to the wound edges through the permeable outer layer of the sheath. Excess fluid is removed through a separate chamber within the sheath via a connection with the hospital�s standard vacuum suction mechanism. | Abdomen | N | N | Eligible
SU | SU | PQN | Carbon Dioxide Gas Controlled Tissue Expander | 2 |  | N | N |  | 878.351 | 1 | A carbon dioxide gas controlled tissue expander is intended for tissue expansion. | It includes an inflatable elastomer shell with an implanted canister containing compressed carbon dioxide. It includes a remote controller that communicates with the implanted tissue expander to release carbon dioxide from the implanted canister into the shell. | A carbon dioxide gas controlled tissue expander is made of an inflatable elastomer shell and is filled with carbon dioxide gas. It utilizes a remote controller to administer doses of carbon dioxide gas from an implanted canister inside the tissue expander. | Breasts, soft tissue | Y | N | Eligible
SU | SU | PSN | Light Based Imaging | 2 |  | N | Y |  | 878.458 | 1 | Emission and collection of light to create an image for medical purposes | Device is a light source in a housing and light detectors in a housing that can be aimed at a target tissue | Device emits light that is collected from the target tissue and then analyzed to provide information about the target | Intact human skin | N | N | Eligible
SU | SU | PTX | Suture, Nonabsorbable, Steel, Monofilament And Multifilament, Sterile, Exempt | 2 |  | N | N |  | 878.4495 | 4 | This product code is the class II exempt counterpart of GAQ, and was exempted, subject to the limitations of exemption, under the procedures established by the 21st Century Cures Act. This device type does not require premarket notification (510(k)) to market if it does not exceed the general limitations of exemption found in 21 CFR 878.9 and the specific limitations of exemption as stated in the �Physical State� field of this product code description. | Exemption is limited to steel monofilament sutures that are uncoated and do not incorporate barbs. | This product code is the class II exempt counterpart of GAQ, and was exempted, subject to the limitations of exemption, under the procedures established by the 21st Century Cures Act. This device type does not require premarket notification (510(k)) to market if it does not exceed the general limitations of exemption found in 21 CFR 878.9 and the specific limitations of exemption as stated in the �Physical State� field of this product code description. | This product code is the class II exempt counterpart of GAQ, and was exempted, subject to the limitations of exemption, under the procedures established by the 21st Century Cures Act. This device type does not require premarket notification (510(k)) to market if it does not exceed the general limitations of exemption found in 21 CFR 878.9 and the specific limitations of exemption as stated in the �Physical State� field of this product code description. | Y | N | Eligible
SU | SU | PXN | Basic Set-Up Tray | 1 |  | N | N |  | 878.48 | 7 | This product code has been established in accordance with the May 20, 1997, guidance entitled, convenience kits interim regulatory guidance, found at http://www.fda.gov/downloads/MedicalDevices/DeviceRegulationandGuidance/GuidanceDocuments/ucm080217.pdf. This type of convenience kit, as listed in the guidance above, is under enforcement discretion, and does not require a premarket notification (510(k)) to market if it meets all criteria in the guidance. | This product code has been established in accordance with the May 20, 1997, guidance entitled, convenience kits interim regulatory guidance, found at http://www.fda.gov/downloads/MedicalDevices/DeviceRegulationandGuidance/GuidanceDocuments/ucm080217.pdf. This type of convenience kit, as listed in the guidance above, is under enforcement discretion, and does not require a premarket notification (510(k)) to market if it meets all criteria in the guidance. | This product code has been established in accordance with the May 20, 1997, guidance entitled, convenience kits interim regulatory guidance, found at http://www.fda.gov/downloads/MedicalDevices/DeviceRegulationandGuidance/GuidanceDocuments/ucm080217.pdf. This type of convenience kit, as listed in the guidance above, is under enforcement discretion, and does not require a premarket notification (510(k)) to market if it meets all criteria in the guidance. | This product code has been established in accordance with the May 20, 1997, guidance entitled, convenience kits interim regulatory guidance, found at http://www.fda.gov/downloads/MedicalDevices/DeviceRegulationandGuidance/GuidanceDocuments/ucm080217.pdf. This type of convenience kit, as listed in the guidance above, is under enforcement discretion, and does not require a premarket notification (510(k)) to market if it meets all criteria in the guidance. | N | N | Ineligible
SU | SU | PXO | Bone Marrow Biopsy Tray | 1 |  | N | N |  | 878.48 | 7 | This product code has been established in accordance with the May 20, 1997, guidance entitled, convenience kits interim regulatory guidance, found at http://www.fda.gov/downloads/MedicalDevices/DeviceRegulationandGuidance/GuidanceDocuments/ucm080217.pdf. This type of convenience kit, as listed in the guidance above, is under enforcement discretion, and does not require a premarket notification (510(k)) to market if it meets all criteria in the guidance. | This product code has been established in accordance with the May 20, 1997, guidance entitled, convenience kits interim regulatory guidance, found at http://www.fda.gov/downloads/MedicalDevices/DeviceRegulationandGuidance/GuidanceDocuments/ucm080217.pdf. This type of convenience kit, as listed in the guidance above, is under enforcement discretion, and does not require a premarket notification (510(k)) to market if it meets all criteria in the guidance. | This product code has been established in accordance with the May 20, 1997, guidance entitled, convenience kits interim regulatory guidance, found at http://www.fda.gov/downloads/MedicalDevices/DeviceRegulationandGuidance/GuidanceDocuments/ucm080217.pdf. This type of convenience kit, as listed in the guidance above, is under enforcement discretion, and does not require a premarket notification (510(k)) to market if it meets all criteria in the guidance. | This product code has been established in accordance with the May 20, 1997, guidance entitled, convenience kits interim regulatory guidance, found at http://www.fda.gov/downloads/MedicalDevices/DeviceRegulationandGuidance/GuidanceDocuments/ucm080217.pdf. This type of convenience kit, as listed in the guidance above, is under enforcement discretion, and does not require a premarket notification (510(k)) to market if it meets all criteria in the guidance. | N | N | Ineligible
SU | SU | PXP | Breast Biopsy / Localization Tray | 1 |  | N | N |  | 878.48 | 7 | This product code has been established in accordance with the May 20, 1997, guidance entitled, convenience kits interim regulatory guidance, found at http://www.fda.gov/downloads/MedicalDevices/DeviceRegulationandGuidance/GuidanceDocuments/ucm080217.pdf. This type of convenience kit, as listed in the guidance above, is under enforcement discretion, and does not require a premarket notification (510(k)) to market if it meets all criteria in the guidance. | This product code has been established in accordance with the May 20, 1997, guidance entitled, convenience kits interim regulatory guidance, found at http://www.fda.gov/downloads/MedicalDevices/DeviceRegulationandGuidance/GuidanceDocuments/ucm080217.pdf. This type of convenience kit, as listed in the guidance above, is under enforcement discretion, and does not require a premarket notification (510(k)) to market if it meets all criteria in the guidance. | This product code has been established in accordance with the May 20, 1997, guidance entitled, convenience kits interim regulatory guidance, found at http://www.fda.gov/downloads/MedicalDevices/DeviceRegulationandGuidance/GuidanceDocuments/ucm080217.pdf. This type of convenience kit, as listed in the guidance above, is under enforcement discretion, and does not require a premarket notification (510(k)) to market if it meets all criteria in the guidance. | This product code has been established in accordance with the May 20, 1997, guidance entitled, convenience kits interim regulatory guidance, found at http://www.fda.gov/downloads/MedicalDevices/DeviceRegulationandGuidance/GuidanceDocuments/ucm080217.pdf. This type of convenience kit, as listed in the guidance above, is under enforcement discretion, and does not require a premarket notification (510(k)) to market if it meets all criteria in the guidance. | N | N | Ineligible
SU | SU | PXQ | Burn Dressing Tray | 1 |  | N | N |  | 878.4022 | 7 | This product code has been established in accordance with the May 20, 1997, guidance entitled, convenience kits interim regulatory guidance, found at http://www.fda.gov/downloads/MedicalDevices/DeviceRegulationandGuidance/GuidanceDocuments/ucm080217.pdf. This type of convenience kit, as listed in the guidance above, is under enforcement discretion, and does not require a premarket notification (510(k)) to market if it meets all criteria in the guidance. | This product code has been established in accordance with the May 20, 1997, guidance entitled, convenience kits interim regulatory guidance, found at http://www.fda.gov/downloads/MedicalDevices/DeviceRegulationandGuidance/GuidanceDocuments/ucm080217.pdf. This type of convenience kit, as listed in the guidance above, is under enforcement discretion, and does not require a premarket notification (510(k)) to market if it meets all criteria in the guidance. | This product code has been established in accordance with the May 20, 1997, guidance entitled, convenience kits interim regulatory guidance, found at http://www.fda.gov/downloads/MedicalDevices/DeviceRegulationandGuidance/GuidanceDocuments/ucm080217.pdf. This type of convenience kit, as listed in the guidance above, is under enforcement discretion, and does not require a premarket notification (510(k)) to market if it meets all criteria in the guidance. | This product code has been established in accordance with the May 20, 1997, guidance entitled, convenience kits interim regulatory guidance, found at http://www.fda.gov/downloads/MedicalDevices/DeviceRegulationandGuidance/GuidanceDocuments/ucm080217.pdf. This type of convenience kit, as listed in the guidance above, is under enforcement discretion, and does not require a premarket notification (510(k)) to market if it meets all criteria in the guidance. | N | N | Ineligible
SU | SU | PXR | Cement And Bone Removal Kit | 1 |  | N | N |  | 878.482 | 7 | This product code has been established in accordance with the May 20, 1997, guidance entitled, convenience kits interim regulatory guidance, found at http://www.fda.gov/downloads/MedicalDevices/DeviceRegulationandGuidance/GuidanceDocuments/ucm080217.pdf. This type of convenience kit, as listed in the guidance above, is under enforcement discretion, and does not require a premarket notification (510(k)) to market if it meets all criteria in the guidance. | This product code has been established in accordance with the May 20, 1997, guidance entitled, convenience kits interim regulatory guidance, found at http://www.fda.gov/downloads/MedicalDevices/DeviceRegulationandGuidance/GuidanceDocuments/ucm080217.pdf. This type of convenience kit, as listed in the guidance above, is under enforcement discretion, and does not require a premarket notification (510(k)) to market if it meets all criteria in the guidance. | This product code has been established in accordance with the May 20, 1997, guidance entitled, convenience kits interim regulatory guidance, found at http://www.fda.gov/downloads/MedicalDevices/DeviceRegulationandGuidance/GuidanceDocuments/ucm080217.pdf. This type of convenience kit, as listed in the guidance above, is under enforcement discretion, and does not require a premarket notification (510(k)) to market if it meets all criteria in the guidance. | This product code has been established in accordance with the May 20, 1997, guidance entitled, convenience kits interim regulatory guidance, found at http://www.fda.gov/downloads/MedicalDevices/DeviceRegulationandGuidance/GuidanceDocuments/ucm080217.pdf. This type of convenience kit, as listed in the guidance above, is under enforcement discretion, and does not require a premarket notification (510(k)) to market if it meets all criteria in the guidance. | N | N | Ineligible
SU | SU | PXS | Cholecystectomy Kit | 1 |  | N | N |  | 878.48 | 7 | This product code has been established in accordance with the May 20, 1997, guidance entitled, convenience kits interim regulatory guidance, found at http://www.fda.gov/downloads/MedicalDevices/DeviceRegulationandGuidance/GuidanceDocuments/ucm080217.pdf. This type of convenience kit, as listed in the guidance above, is under enforcement discretion, and does not require a premarket notification (510(k)) to market if it meets all criteria in the guidance. | This product code has been established in accordance with the May 20, 1997, guidance entitled, convenience kits interim regulatory guidance, found at http://www.fda.gov/downloads/MedicalDevices/DeviceRegulationandGuidance/GuidanceDocuments/ucm080217.pdf. This type of convenience kit, as listed in the guidance above, is under enforcement discretion, and does not require a premarket notification (510(k)) to market if it meets all criteria in the guidance. | This product code has been established in accordance with the May 20, 1997, guidance entitled, convenience kits interim regulatory guidance, found at http://www.fda.gov/downloads/MedicalDevices/DeviceRegulationandGuidance/GuidanceDocuments/ucm080217.pdf. This type of convenience kit, as listed in the guidance above, is under enforcement discretion, and does not require a premarket notification (510(k)) to market if it meets all criteria in the guidance. | This product code has been established in accordance with the May 20, 1997, guidance entitled, convenience kits interim regulatory guidance, found at http://www.fda.gov/downloads/MedicalDevices/DeviceRegulationandGuidance/GuidanceDocuments/ucm080217.pdf. This type of convenience kit, as listed in the guidance above, is under enforcement discretion, and does not require a premarket notification (510(k)) to market if it meets all criteria in the guidance. | N | N | Ineligible
SU | SU | PXU | Fluid Drainage Tray | 1 |  | N | N |  | 878.42 | 7 | This product code has been established in accordance with the May 20, 1997, guidance entitled, convenience kits interim regulatory guidance, found at http://www.fda.gov/downloads/MedicalDevices/DeviceRegulationandGuidance/GuidanceDocuments/ucm080217.pdf. This type of convenience kit, as listed in the guidance above, is under enforcement discretion, and does not require a premarket notification (510(k)) to market if it meets all criteria in the guidance. | This product code has been established in accordance with the May 20, 1997, guidance entitled, convenience kits interim regulatory guidance, found at http://www.fda.gov/downloads/MedicalDevices/DeviceRegulationandGuidance/GuidanceDocuments/ucm080217.pdf. This type of convenience kit, as listed in the guidance above, is under enforcement discretion, and does not require a premarket notification (510(k)) to market if it meets all criteria in the guidance. | This product code has been established in accordance with the May 20, 1997, guidance entitled, convenience kits interim regulatory guidance, found at http://www.fda.gov/downloads/MedicalDevices/DeviceRegulationandGuidance/GuidanceDocuments/ucm080217.pdf. This type of convenience kit, as listed in the guidance above, is under enforcement discretion, and does not require a premarket notification (510(k)) to market if it meets all criteria in the guidance. | This product code has been established in accordance with the May 20, 1997, guidance entitled, convenience kits interim regulatory guidance, found at http://www.fda.gov/downloads/MedicalDevices/DeviceRegulationandGuidance/GuidanceDocuments/ucm080217.pdf. This type of convenience kit, as listed in the guidance above, is under enforcement discretion, and does not require a premarket notification (510(k)) to market if it meets all criteria in the guidance. | N | N | Ineligible
SU | SU | PXV | General Purpose Instrument Tray | 1 |  | N | N |  | 878.48 | 7 | This product code has been established in accordance with the May 20, 1997, guidance entitled, convenience kits interim regulatory guidance, found at http://www.fda.gov/downloads/MedicalDevices/DeviceRegulationandGuidance/GuidanceDocuments/ucm080217.pdf. This type of convenience kit, as listed in the guidance above, is under enforcement discretion, and does not require a premarket notification (510(k)) to market if it meets all criteria in the guidance. | This product code has been established in accordance with the May 20, 1997, guidance entitled, convenience kits interim regulatory guidance, found at http://www.fda.gov/downloads/MedicalDevices/DeviceRegulationandGuidance/GuidanceDocuments/ucm080217.pdf. This type of convenience kit, as listed in the guidance above, is under enforcement discretion, and does not require a premarket notification (510(k)) to market if it meets all criteria in the guidance. | This product code has been established in accordance with the May 20, 1997, guidance entitled, convenience kits interim regulatory guidance, found at http://www.fda.gov/downloads/MedicalDevices/DeviceRegulationandGuidance/GuidanceDocuments/ucm080217.pdf. This type of convenience kit, as listed in the guidance above, is under enforcement discretion, and does not require a premarket notification (510(k)) to market if it meets all criteria in the guidance. | This product code has been established in accordance with the May 20, 1997, guidance entitled, convenience kits interim regulatory guidance, found at http://www.fda.gov/downloads/MedicalDevices/DeviceRegulationandGuidance/GuidanceDocuments/ucm080217.pdf. This type of convenience kit, as listed in the guidance above, is under enforcement discretion, and does not require a premarket notification (510(k)) to market if it meets all criteria in the guidance. | N | N | Ineligible
SU | SU | PXW | Herniorraphy Kit | 1 |  | N | N |  | 878.48 | 7 | This product code has been established in accordance with the May 20, 1997, guidance entitled, convenience kits interim regulatory guidance, found at http://www.fda.gov/downloads/MedicalDevices/DeviceRegulationandGuidance/GuidanceDocuments/ucm080217.pdf. This type of convenience kit, as listed in the guidance above, is under enforcement discretion, and does not require a premarket notification (510(k)) to market if it meets all criteria in the guidance. | This product code has been established in accordance with the May 20, 1997, guidance entitled, convenience kits interim regulatory guidance, found at http://www.fda.gov/downloads/MedicalDevices/DeviceRegulationandGuidance/GuidanceDocuments/ucm080217.pdf. This type of convenience kit, as listed in the guidance above, is under enforcement discretion, and does not require a premarket notification (510(k)) to market if it meets all criteria in the guidance. | This product code has been established in accordance with the May 20, 1997, guidance entitled, convenience kits interim regulatory guidance, found at http://www.fda.gov/downloads/MedicalDevices/DeviceRegulationandGuidance/GuidanceDocuments/ucm080217.pdf. This type of convenience kit, as listed in the guidance above, is under enforcement discretion, and does not require a premarket notification (510(k)) to market if it meets all criteria in the guidance. | This product code has been established in accordance with the May 20, 1997, guidance entitled, convenience kits interim regulatory guidance, found at http://www.fda.gov/downloads/MedicalDevices/DeviceRegulationandGuidance/GuidanceDocuments/ucm080217.pdf. This type of convenience kit, as listed in the guidance above, is under enforcement discretion, and does not require a premarket notification (510(k)) to market if it meets all criteria in the guidance. | N | N | Ineligible
SU | SU | PXX | Incision Tray | 1 |  | N | N |  | 878.48 | 7 | This product code has been established in accordance with the May 20, 1997, guidance entitled, convenience kits interim regulatory guidance, found at http://www.fda.gov/downloads/MedicalDevices/DeviceRegulationandGuidance/GuidanceDocuments/ucm080217.pdf. This type of convenience kit, as listed in the guidance above, is under enforcement discretion, and does not require a premarket notification (510(k)) to market if it meets all criteria in the guidance. | This product code has been established in accordance with the May 20, 1997, guidance entitled, convenience kits interim regulatory guidance, found at http://www.fda.gov/downloads/MedicalDevices/DeviceRegulationandGuidance/GuidanceDocuments/ucm080217.pdf. This type of convenience kit, as listed in the guidance above, is under enforcement discretion, and does not require a premarket notification (510(k)) to market if it meets all criteria in the guidance. | This product code has been established in accordance with the May 20, 1997, guidance entitled, convenience kits interim regulatory guidance, found at http://www.fda.gov/downloads/MedicalDevices/DeviceRegulationandGuidance/GuidanceDocuments/ucm080217.pdf. This type of convenience kit, as listed in the guidance above, is under enforcement discretion, and does not require a premarket notification (510(k)) to market if it meets all criteria in the guidance. | This product code has been established in accordance with the May 20, 1997, guidance entitled, convenience kits interim regulatory guidance, found at http://www.fda.gov/downloads/MedicalDevices/DeviceRegulationandGuidance/GuidanceDocuments/ucm080217.pdf. This type of convenience kit, as listed in the guidance above, is under enforcement discretion, and does not require a premarket notification (510(k)) to market if it meets all criteria in the guidance. | N | N | Ineligible
SU | SU | PXY | Irrigation Kit (Wounds) | 1 |  | N | N |  | 878.4014 | 7 | This product code has been established in accordance with the May 20, 1997, guidance entitled, convenience kits interim regulatory guidance, found at http://www.fda.gov/downloads/MedicalDevices/DeviceRegulationandGuidance/GuidanceDocuments/ucm080217.pdf. This type of convenience kit, as listed in the guidance above, is under enforcement discretion, and does not require a premarket notification (510(k)) to market if it meets all criteria in the guidance. | This product code has been established in accordance with the May 20, 1997, guidance entitled, convenience kits interim regulatory guidance, found at http://www.fda.gov/downloads/MedicalDevices/DeviceRegulationandGuidance/GuidanceDocuments/ucm080217.pdf. This type of convenience kit, as listed in the guidance above, is under enforcement discretion, and does not require a premarket notification (510(k)) to market if it meets all criteria in the guidance. | This product code has been established in accordance with the May 20, 1997, guidance entitled, convenience kits interim regulatory guidance, found at http://www.fda.gov/downloads/MedicalDevices/DeviceRegulationandGuidance/GuidanceDocuments/ucm080217.pdf. This type of convenience kit, as listed in the guidance above, is under enforcement discretion, and does not require a premarket notification (510(k)) to market if it meets all criteria in the guidance. | This product code has been established in accordance with the May 20, 1997, guidance entitled, convenience kits interim regulatory guidance, found at http://www.fda.gov/downloads/MedicalDevices/DeviceRegulationandGuidance/GuidanceDocuments/ucm080217.pdf. This type of convenience kit, as listed in the guidance above, is under enforcement discretion, and does not require a premarket notification (510(k)) to market if it meets all criteria in the guidance. | N | N | Ineligible
SU | SU | PXZ | Laparascopic Sphincterotomy Kit | 1 |  | N | N |  | 878.48 | 7 | This product code has been established in accordance with the May 20, 1997, guidance entitled, convenience kits interim regulatory guidance, found at http://www.fda.gov/downloads/MedicalDevices/DeviceRegulationandGuidance/GuidanceDocuments/ucm080217.pdf. This type of convenience kit, as listed in the guidance above, is under enforcement discretion, and does not require a premarket notification (510(k)) to market if it meets all criteria in the guidance. | This product code has been established in accordance with the May 20, 1997, guidance entitled, convenience kits interim regulatory guidance, found at http://www.fda.gov/downloads/MedicalDevices/DeviceRegulationandGuidance/GuidanceDocuments/ucm080217.pdf. This type of convenience kit, as listed in the guidance above, is under enforcement discretion, and does not require a premarket notification (510(k)) to market if it meets all criteria in the guidance. | This product code has been established in accordance with the May 20, 1997, guidance entitled, convenience kits interim regulatory guidance, found at http://www.fda.gov/downloads/MedicalDevices/DeviceRegulationandGuidance/GuidanceDocuments/ucm080217.pdf. This type of convenience kit, as listed in the guidance above, is under enforcement discretion, and does not require a premarket notification (510(k)) to market if it meets all criteria in the guidance. | This product code has been established in accordance with the May 20, 1997, guidance entitled, convenience kits interim regulatory guidance, found at http://www.fda.gov/downloads/MedicalDevices/DeviceRegulationandGuidance/GuidanceDocuments/ucm080217.pdf. This type of convenience kit, as listed in the guidance above, is under enforcement discretion, and does not require a premarket notification (510(k)) to market if it meets all criteria in the guidance. | N | N | Ineligible
SU | SU | PYA | Liver Biopsy Kit | 1 |  | N | N |  | 878.48 | 4 | This product code has been established in accordance with the May 20, 1997, guidance entitled, convenience kits interim regulatory guidance, found at http://www.fda.gov/downloads/MedicalDevices/DeviceRegulationandGuidance/GuidanceDocuments/ucm080217.pdf. This type of convenience kit, as listed in the guidance above, is under enforcement discretion, and does not require a premarket notification (510(k)) to market if it meets all criteria in the guidance. | This product code has been established in accordance with the May 20, 1997, guidance entitled, convenience kits interim regulatory guidance, found at http://www.fda.gov/downloads/MedicalDevices/DeviceRegulationandGuidance/GuidanceDocuments/ucm080217.pdf. This type of convenience kit, as listed in the guidance above, is under enforcement discretion, and does not require a premarket notification (510(k)) to market if it meets all criteria in the guidance. | This product code has been established in accordance with the May 20, 1997, guidance entitled, convenience kits interim regulatory guidance, found at http://www.fda.gov/downloads/MedicalDevices/DeviceRegulationandGuidance/GuidanceDocuments/ucm080217.pdf. This type of convenience kit, as listed in the guidance above, is under enforcement discretion, and does not require a premarket notification (510(k)) to market if it meets all criteria in the guidance. | This product code has been established in accordance with the May 20, 1997, guidance entitled, convenience kits interim regulatory guidance, found at http://www.fda.gov/downloads/MedicalDevices/DeviceRegulationandGuidance/GuidanceDocuments/ucm080217.pdf. This type of convenience kit, as listed in the guidance above, is under enforcement discretion, and does not require a premarket notification (510(k)) to market if it meets all criteria in the guidance. | N | N | Eligible
SU | SU | PYB | Minor Surgical Procedures Tray | 1 |  | N | N |  | 878.48 | 7 | This product code has been established in accordance with the May 20, 1997, guidance entitled, convenience kits interim regulatory guidance, found at http://www.fda.gov/downloads/MedicalDevices/DeviceRegulationandGuidance/GuidanceDocuments/ucm080217.pdf. This type of convenience kit, as listed in the guidance above, is under enforcement discretion, and does not require a premarket notification (510(k)) to market if it meets all criteria in the guidance. | This product code has been established in accordance with the May 20, 1997, guidance entitled, convenience kits interim regulatory guidance, found at http://www.fda.gov/downloads/MedicalDevices/DeviceRegulationandGuidance/GuidanceDocuments/ucm080217.pdf. This type of convenience kit, as listed in the guidance above, is under enforcement discretion, and does not require a premarket notification (510(k)) to market if it meets all criteria in the guidance. | This product code has been established in accordance with the May 20, 1997, guidance entitled, convenience kits interim regulatory guidance, found at http://www.fda.gov/downloads/MedicalDevices/DeviceRegulationandGuidance/GuidanceDocuments/ucm080217.pdf. This type of convenience kit, as listed in the guidance above, is under enforcement discretion, and does not require a premarket notification (510(k)) to market if it meets all criteria in the guidance. | This product code has been established in accordance with the May 20, 1997, guidance entitled, convenience kits interim regulatory guidance, found at http://www.fda.gov/downloads/MedicalDevices/DeviceRegulationandGuidance/GuidanceDocuments/ucm080217.pdf. This type of convenience kit, as listed in the guidance above, is under enforcement discretion, and does not require a premarket notification (510(k)) to market if it meets all criteria in the guidance. | N | N | Ineligible
SU | SU | PYC | Paracentesis Tray | 1 |  | N | N |  | 878.42 | 7 | This product code has been established in accordance with the May 20, 1997, guidance entitled, convenience kits interim regulatory guidance, found at http://www.fda.gov/downloads/MedicalDevices/DeviceRegulationandGuidance/GuidanceDocuments/ucm080217.pdf. This type of convenience kit, as listed in the guidance above, is under enforcement discretion, and does not require a premarket notification (510(k)) to market if it meets all criteria in the guidance. | This product code has been established in accordance with the May 20, 1997, guidance entitled, convenience kits interim regulatory guidance, found at http://www.fda.gov/downloads/MedicalDevices/DeviceRegulationandGuidance/GuidanceDocuments/ucm080217.pdf. This type of convenience kit, as listed in the guidance above, is under enforcement discretion, and does not require a premarket notification (510(k)) to market if it meets all criteria in the guidance. | This product code has been established in accordance with the May 20, 1997, guidance entitled, convenience kits interim regulatory guidance, found at http://www.fda.gov/downloads/MedicalDevices/DeviceRegulationandGuidance/GuidanceDocuments/ucm080217.pdf. This type of convenience kit, as listed in the guidance above, is under enforcement discretion, and does not require a premarket notification (510(k)) to market if it meets all criteria in the guidance. | This product code has been established in accordance with the May 20, 1997, guidance entitled, convenience kits interim regulatory guidance, found at http://www.fda.gov/downloads/MedicalDevices/DeviceRegulationandGuidance/GuidanceDocuments/ucm080217.pdf. This type of convenience kit, as listed in the guidance above, is under enforcement discretion, and does not require a premarket notification (510(k)) to market if it meets all criteria in the guidance. | N | N | Ineligible
SU | SU | PYD | Pelviscopy Kit | 1 |  | N | N |  | 878.48 | 7 | This product code has been established in accordance with the May 20, 1997, guidance entitled, convenience kits interim regulatory guidance, found at http://www.fda.gov/downloads/MedicalDevices/DeviceRegulationandGuidance/GuidanceDocuments/ucm080217.pdf. This type of convenience kit, as listed in the guidance above, is under enforcement discretion, and does not require a premarket notification (510(k)) to market if it meets all criteria in the guidance. | This product code has been established in accordance with the May 20, 1997, guidance entitled, convenience kits interim regulatory guidance, found at http://www.fda.gov/downloads/MedicalDevices/DeviceRegulationandGuidance/GuidanceDocuments/ucm080217.pdf. This type of convenience kit, as listed in the guidance above, is under enforcement discretion, and does not require a premarket notification (510(k)) to market if it meets all criteria in the guidance. | This product code has been established in accordance with the May 20, 1997, guidance entitled, convenience kits interim regulatory guidance, found at http://www.fda.gov/downloads/MedicalDevices/DeviceRegulationandGuidance/GuidanceDocuments/ucm080217.pdf. This type of convenience kit, as listed in the guidance above, is under enforcement discretion, and does not require a premarket notification (510(k)) to market if it meets all criteria in the guidance. | This product code has been established in accordance with the May 20, 1997, guidance entitled, convenience kits interim regulatory guidance, found at http://www.fda.gov/downloads/MedicalDevices/DeviceRegulationandGuidance/GuidanceDocuments/ucm080217.pdf. This type of convenience kit, as listed in the guidance above, is under enforcement discretion, and does not require a premarket notification (510(k)) to market if it meets all criteria in the guidance. | N | N | Ineligible
SU | SU | PYE | Staple Removal Kit | 1 |  | N | N |  | 878.476 | 7 | This product code has been established in accordance with the May 20, 1997, guidance entitled, convenience kits interim regulatory guidance, found at http://www.fda.gov/downloads/MedicalDevices/DeviceRegulationandGuidance/GuidanceDocuments/ucm080217.pdf. This type of convenience kit, as listed in the guidance above, is under enforcement discretion, and does not require a premarket notification (510(k)) to market if it meets all criteria in the guidance. | This product code has been established in accordance with the May 20, 1997, guidance entitled, convenience kits interim regulatory guidance, found at http://www.fda.gov/downloads/MedicalDevices/DeviceRegulationandGuidance/GuidanceDocuments/ucm080217.pdf. This type of convenience kit, as listed in the guidance above, is under enforcement discretion, and does not require a premarket notification (510(k)) to market if it meets all criteria in the guidance. | This product code has been established in accordance with the May 20, 1997, guidance entitled, convenience kits interim regulatory guidance, found at http://www.fda.gov/downloads/MedicalDevices/DeviceRegulationandGuidance/GuidanceDocuments/ucm080217.pdf. This type of convenience kit, as listed in the guidance above, is under enforcement discretion, and does not require a premarket notification (510(k)) to market if it meets all criteria in the guidance. | This product code has been established in accordance with the May 20, 1997, guidance entitled, convenience kits interim regulatory guidance, found at http://www.fda.gov/downloads/MedicalDevices/DeviceRegulationandGuidance/GuidanceDocuments/ucm080217.pdf. This type of convenience kit, as listed in the guidance above, is under enforcement discretion, and does not require a premarket notification (510(k)) to market if it meets all criteria in the guidance. | N | N | Ineligible
SU | SU | PYF | Sterile Puncture Tray | 1 |  | N | N |  | 878.48 | 7 | This product code has been established in accordance with the May 20, 1997, guidance entitled, convenience kits interim regulatory guidance, found at http://www.fda.gov/downloads/MedicalDevices/DeviceRegulationandGuidance/GuidanceDocuments/ucm080217.pdf. This type of convenience kit, as listed in the guidance above, is under enforcement discretion, and does not require a premarket notification (510(k)) to market if it meets all criteria in the guidance. | This product code has been established in accordance with the May 20, 1997, guidance entitled, convenience kits interim regulatory guidance, found at http://www.fda.gov/downloads/MedicalDevices/DeviceRegulationandGuidance/GuidanceDocuments/ucm080217.pdf. This type of convenience kit, as listed in the guidance above, is under enforcement discretion, and does not require a premarket notification (510(k)) to market if it meets all criteria in the guidance. | This product code has been established in accordance with the May 20, 1997, guidance entitled, convenience kits interim regulatory guidance, found at http://www.fda.gov/downloads/MedicalDevices/DeviceRegulationandGuidance/GuidanceDocuments/ucm080217.pdf. This type of convenience kit, as listed in the guidance above, is under enforcement discretion, and does not require a premarket notification (510(k)) to market if it meets all criteria in the guidance. | This product code has been established in accordance with the May 20, 1997, guidance entitled, convenience kits interim regulatory guidance, found at http://www.fda.gov/downloads/MedicalDevices/DeviceRegulationandGuidance/GuidanceDocuments/ucm080217.pdf. This type of convenience kit, as listed in the guidance above, is under enforcement discretion, and does not require a premarket notification (510(k)) to market if it meets all criteria in the guidance. | N | N | Ineligible
SU | SU | PYG | Suction Catheter Kit | 1 |  | N | N |  | 878.42 | 7 | This product code has been established in accordance with the May 20, 1997, guidance entitled, convenience kits interim regulatory guidance, found at http://www.fda.gov/downloads/MedicalDevices/DeviceRegulationandGuidance/GuidanceDocuments/ucm080217.pdf. This type of convenience kit, as listed in the guidance above, is under enforcement discretion, and does not require a premarket notification (510(k)) to market if it meets all criteria in the guidance. | This product code has been established in accordance with the May 20, 1997, guidance entitled, convenience kits interim regulatory guidance, found at http://www.fda.gov/downloads/MedicalDevices/DeviceRegulationandGuidance/GuidanceDocuments/ucm080217.pdf. This type of convenience kit, as listed in the guidance above, is under enforcement discretion, and does not require a premarket notification (510(k)) to market if it meets all criteria in the guidance. | This product code has been established in accordance with the May 20, 1997, guidance entitled, convenience kits interim regulatory guidance, found at http://www.fda.gov/downloads/MedicalDevices/DeviceRegulationandGuidance/GuidanceDocuments/ucm080217.pdf. This type of convenience kit, as listed in the guidance above, is under enforcement discretion, and does not require a premarket notification (510(k)) to market if it meets all criteria in the guidance. | This product code has been established in accordance with the May 20, 1997, guidance entitled, convenience kits interim regulatory guidance, found at http://www.fda.gov/downloads/MedicalDevices/DeviceRegulationandGuidance/GuidanceDocuments/ucm080217.pdf. This type of convenience kit, as listed in the guidance above, is under enforcement discretion, and does not require a premarket notification (510(k)) to market if it meets all criteria in the guidance. | N | N | Ineligible
SU | SU | PYH | Surgical Retractor Kit | 1 |  | N | N |  | 878.48 | 7 | This product code has been established in accordance with the May 20, 1997, guidance entitled, convenience kits interim regulatory guidance, found at http://www.fda.gov/downloads/MedicalDevices/DeviceRegulationandGuidance/GuidanceDocuments/ucm080217.pdf. This type of convenience kit, as listed in the guidance above, is under enforcement discretion, and does not require a premarket notification (510(k)) to market if it meets all criteria in the guidance. | This product code has been established in accordance with the May 20, 1997, guidance entitled, convenience kits interim regulatory guidance, found at http://www.fda.gov/downloads/MedicalDevices/DeviceRegulationandGuidance/GuidanceDocuments/ucm080217.pdf. This type of convenience kit, as listed in the guidance above, is under enforcement discretion, and does not require a premarket notification (510(k)) to market if it meets all criteria in the guidance. | This product code has been established in accordance with the May 20, 1997, guidance entitled, convenience kits interim regulatory guidance, found at http://www.fda.gov/downloads/MedicalDevices/DeviceRegulationandGuidance/GuidanceDocuments/ucm080217.pdf. This type of convenience kit, as listed in the guidance above, is under enforcement discretion, and does not require a premarket notification (510(k)) to market if it meets all criteria in the guidance. | This product code has been established in accordance with the May 20, 1997, guidance entitled, convenience kits interim regulatory guidance, found at http://www.fda.gov/downloads/MedicalDevices/DeviceRegulationandGuidance/GuidanceDocuments/ucm080217.pdf. This type of convenience kit, as listed in the guidance above, is under enforcement discretion, and does not require a premarket notification (510(k)) to market if it meets all criteria in the guidance. | N | N | Ineligible
SU | SU | PYI | Thoracic Catheter Insertion Tray | 1 |  | N | N |  | 878.42 | 7 | This product code has been established in accordance with the May 20, 1997, guidance entitled, convenience kits interim regulatory guidance, found at http://www.fda.gov/downloads/MedicalDevices/DeviceRegulationandGuidance/GuidanceDocuments/ucm080217.pdf. This type of convenience kit, as listed in the guidance above, is under enforcement discretion, and does not require a premarket notification (510(k)) to market if it meets all criteria in the guidance. | This product code has been established in accordance with the May 20, 1997, guidance entitled, convenience kits interim regulatory guidance, found at http://www.fda.gov/downloads/MedicalDevices/DeviceRegulationandGuidance/GuidanceDocuments/ucm080217.pdf. This type of convenience kit, as listed in the guidance above, is under enforcement discretion, and does not require a premarket notification (510(k)) to market if it meets all criteria in the guidance. | This product code has been established in accordance with the May 20, 1997, guidance entitled, convenience kits interim regulatory guidance, found at http://www.fda.gov/downloads/MedicalDevices/DeviceRegulationandGuidance/GuidanceDocuments/ucm080217.pdf. This type of convenience kit, as listed in the guidance above, is under enforcement discretion, and does not require a premarket notification (510(k)) to market if it meets all criteria in the guidance. | This product code has been established in accordance with the May 20, 1997, guidance entitled, convenience kits interim regulatory guidance, found at http://www.fda.gov/downloads/MedicalDevices/DeviceRegulationandGuidance/GuidanceDocuments/ucm080217.pdf. This type of convenience kit, as listed in the guidance above, is under enforcement discretion, and does not require a premarket notification (510(k)) to market if it meets all criteria in the guidance. | N | N | Ineligible
SU | SU | PYJ | Ulcer Wound Tray | 1 |  | N | N |  | 878.4014 | 7 | This product code has been established in accordance with the May 20, 1997, guidance entitled, convenience kits interim regulatory guidance, found at http://www.fda.gov/downloads/MedicalDevices/DeviceRegulationandGuidance/GuidanceDocuments/ucm080217.pdf. This type of convenience kit, as listed in the guidance above, is under enforcement discretion, and does not require a premarket notification (510(k)) to market if it meets all criteria in the guidance. | This product code has been established in accordance with the May 20, 1997, guidance entitled, convenience kits interim regulatory guidance, found at http://www.fda.gov/downloads/MedicalDevices/DeviceRegulationandGuidance/GuidanceDocuments/ucm080217.pdf. This type of convenience kit, as listed in the guidance above, is under enforcement discretion, and does not require a premarket notification (510(k)) to market if it meets all criteria in the guidance. | This product code has been established in accordance with the May 20, 1997, guidance entitled, convenience kits interim regulatory guidance, found at http://www.fda.gov/downloads/MedicalDevices/DeviceRegulationandGuidance/GuidanceDocuments/ucm080217.pdf. This type of convenience kit, as listed in the guidance above, is under enforcement discretion, and does not require a premarket notification (510(k)) to market if it meets all criteria in the guidance. | This product code has been established in accordance with the May 20, 1997, guidance entitled, convenience kits interim regulatory guidance, found at http://www.fda.gov/downloads/MedicalDevices/DeviceRegulationandGuidance/GuidanceDocuments/ucm080217.pdf. This type of convenience kit, as listed in the guidance above, is under enforcement discretion, and does not require a premarket notification (510(k)) to market if it meets all criteria in the guidance. | N | N | Ineligible
SU | SU | PYK | Venous Ulcer Kit | 1 |  | N | N |  | 878.4014 | 7 | This product code has been established in accordance with the May 20, 1997, guidance entitled, convenience kits interim regulatory guidance, found at http://www.fda.gov/downloads/MedicalDevices/DeviceRegulationandGuidance/GuidanceDocuments/ucm080217.pdf. This type of convenience kit, as listed in the guidance above, is under enforcement discretion, and does not require a premarket notification (510(k)) to market if it meets all criteria in the guidance. | This product code has been established in accordance with the May 20, 1997, guidance entitled, convenience kits interim regulatory guidance, found at http://www.fda.gov/downloads/MedicalDevices/DeviceRegulationandGuidance/GuidanceDocuments/ucm080217.pdf. This type of convenience kit, as listed in the guidance above, is under enforcement discretion, and does not require a premarket notification (510(k)) to market if it meets all criteria in the guidance. | This product code has been established in accordance with the May 20, 1997, guidance entitled, convenience kits interim regulatory guidance, found at http://www.fda.gov/downloads/MedicalDevices/DeviceRegulationandGuidance/GuidanceDocuments/ucm080217.pdf. This type of convenience kit, as listed in the guidance above, is under enforcement discretion, and does not require a premarket notification (510(k)) to market if it meets all criteria in the guidance. | This product code has been established in accordance with the May 20, 1997, guidance entitled, convenience kits interim regulatory guidance, found at http://www.fda.gov/downloads/MedicalDevices/DeviceRegulationandGuidance/GuidanceDocuments/ucm080217.pdf. This type of convenience kit, as listed in the guidance above, is under enforcement discretion, and does not require a premarket notification (510(k)) to market if it meets all criteria in the guidance. | N | N | Ineligible
SU | SU | PYL | Wound Drainage Kit | 1 |  | N | N |  | 878.4014 | 7 | This product code has been established in accordance with the May 20, 1997, guidance entitled, convenience kits interim regulatory guidance, found at http://www.fda.gov/downloads/MedicalDevices/DeviceRegulationandGuidance/GuidanceDocuments/ucm080217.pdf. This type of convenience kit, as listed in the guidance above, is under enforcement discretion, and does not require a premarket notification (510(k)) to market if it meets all criteria in the guidance. | This product code has been established in accordance with the May 20, 1997, guidance entitled, convenience kits interim regulatory guidance, found at http://www.fda.gov/downloads/MedicalDevices/DeviceRegulationandGuidance/GuidanceDocuments/ucm080217.pdf. This type of convenience kit, as listed in the guidance above, is under enforcement discretion, and does not require a premarket notification (510(k)) to market if it meets all criteria in the guidance. | This product code has been established in accordance with the May 20, 1997, guidance entitled, convenience kits interim regulatory guidance, found at http://www.fda.gov/downloads/MedicalDevices/DeviceRegulationandGuidance/GuidanceDocuments/ucm080217.pdf. This type of convenience kit, as listed in the guidance above, is under enforcement discretion, and does not require a premarket notification (510(k)) to market if it meets all criteria in the guidance. | This product code has been established in accordance with the May 20, 1997, guidance entitled, convenience kits interim regulatory guidance, found at http://www.fda.gov/downloads/MedicalDevices/DeviceRegulationandGuidance/GuidanceDocuments/ucm080217.pdf. This type of convenience kit, as listed in the guidance above, is under enforcement discretion, and does not require a premarket notification (510(k)) to market if it meets all criteria in the guidance. | N | N | Ineligible
SU | SU | PZL | Extracorporeal Shock Wave Device For Treatment Of Diabetic Foot Ulcers | 2 |  | N | N |  | 878.4685 | 1 | Treatment of diabetic foot ulcers | The device generally has a console with a handheld applicator attachment. The device has touch tone/display screen or other mechanical buttons for user interactions. | The shock waves can be generated using electrostatic spark discharge (spark gap), electromagnetically repelled membranes, or piezoelectric crystal arrays, and focused onto the patient with a specially designed reflector, dish, or acoustic lens. The shock waves are created inside a liquid medium within the device, and are transferred to the patient's body using an appropriate acoustic interface. | The device generally targets foot skin including the dermis, the epidermis, and underlying soft tissue. | N | N | Ineligible
SU | SU | PZQ | General Laparoscopic Power Morcellation Containment System | 2 |  | N | N |  | 878.4825 | 1 | Intended for use as a bag containment system by qualified surgeons for tissue extraction and/or power morcellation during general laparoscopic procedures. | A retractor and boot assembly with a tissue pouch/specimen bag. | A tissue pouch is placed through a multi-instrument port to allow for containment of tissue. The pouch is insufflated to create a working space for morcellation. A laparoscopic power morcellator and a laparoscope are placed through the port and into the pouch to enable visualization of the morcellation. | Abdomen | N | N | Ineligible
SU | SU | QAI | Powered Microneedle Device | 2 |  | N | N |  | 878.443 | 1 | A powered microneedle device is a device using one or more needles to mechanically puncture and injure skin tissue for aesthetic use. | Powered microneedle pen with single use needle cartridge and multi-use motorized base. | The skin is mechanically punctured to the point of pinpoint bleeding to create injuries in the skin. | Skin, face, and body. | N | N | Eligible
SU | SU | QAU | Hemostatic Device For Endoscopic Gastrointestinal Use | 2 |  | N | N |  | 878.4456 | 1 | Hemostatic device for intraluminal gastrointestinal use. A hemostatic device for intraluminal gastrointestinal use is a prescription device that is endoscopically applied to the upper and/or lower gastrointestinal tract and is intended to produce hemostasis via absorption of fluid or by other physical means. | Hygroscopic hemostatic agent and delivery device. | Proposed hemostatic mechanism of action is absorption of fluid. | GI | Y | N | Ineligible
SU | SU | QCR | Wound Autofluorescence Imaging Device | 1 |  | N | N |  | 878.4165 | 4 | A wound autofluorescence imaging device is a tool to view autofluorescence images from skin wounds that are exposed to an excitation light. The device is not intended to provide quantitative or diagnostic information. | The device has a non-contact housing that emits non-coherent excitation light in visible spectrum and captures fluorescence image of the target materials/tissues. No imaging contrast agent are required for autofluorescence imaging. | The imaging device is non-contact medical device and captures autofluorescence images using non-coherent excitation light source in visible spectrum. | Wounds through the skin. | N | N | Ineligible
SU | SU | QCY | Laser Absorbing Particles | 2 |  | N | N |  | 878.481 | 1 | Particles are applied to the target tissue(s) for the purpose of absorbing laser/light energy. | Particles are made of material(s) that is inert before and after heating with laser light. Black body absorber. | Particles are designed to absorb certain laser/light wavelength(s) to create heat in the particle. | Skin in and around acne lesions, or hair follicles. | N | N | Ineligible
SU | SU | QDF | Parathyroid Autofluorescence Detection Device | 2 |  | N | N |  | 878.455 | 1 | An autofluorescence detection device for general surgery and dermatological use is an adjunct tool that uses autofluorescence to detect tissues or structures. This device is not intended to provide a diagnosis. | The device has a patient contacting fiber optic probe connected to a console with a coherent excitation light source in the near infrared spectrum. The device is used to capture autofluorescence signals of the target tissues. Imaging contrast agents are not required for autofluorescence detection. | The device is a patient contacting device that quantifies the ratio of autofluorescence of parathyroid to thyroid tissue using a coherent excitation light source in the near infrared spectrum. | Parathyroid glands. | N | N | Ineligible
SU | SU | QDG | Parathyroid Autofluorescence Imaging Device | 2 |  | N | N |  | 878.455 | 1 | An autofluorescence detection device for general surgery and dermatological use is an adjunct tool that uses autofluorescence to detect tissues or structures. This device is not intended to provide a diagnosis. | The device has a non-contact image head that emits a coherent excitation light in the near-infrared spectrum and captures an autofluorescence image of the target tissues. Imaging contrast agents are not required for autofluorescence imaging. | The imaging device is a non-contact medical device that captures autofluorescence images using a coherent excitation light source in the near-infrared spectrum. | Parathyroid glands. | N | N | Ineligible
SU | SU | QFC | Negative Pressure Wound Therapy Device For Reduction Of Wound Complications | 2 |  | N | N |  | 878.4783 | 1 | A negative pressure wound therapy device for reduction of wound complications is a powered suction pump intended for wound management and reduction of wound complications via application of negative pressure to the wound, which removes fluids, including wound exudate, irrigation fluids, and infectious materials. This device type is intended for use with wound dressings classified under 21 CFR 878.4780. This classification does not include devices intended for organ space wounds. | The device is a portable suction pump that may or may not include a canister for fluid collection. | The device, when used with legally marketed compatible dressings, applies negative pressure to the wound, which removes fluids, including wound exudate, irrigation fluids, and infectious materials. | The device, when used with legally marketed compatible dressings, is intended to be applied to closed surgical incisions after surgery. | N | N | Ineligible
SU | SU | QGM | Focused Ultrasound System For Non-Thermal, Mechanical Tissue Ablation | 2 |  | N | N |  | 878.4405 | 1 | This device uses focused ultrasound to mechanically ablate soft tissue. The device is not intended to thermally ablate tissue. | Ultrasound system and system accessories | Cavitation is induced by non-invasive focused ultrasound which creates very high pressure points. | Various body cavities and organs | N | N | Ineligible
SU | SU | QGX | General Use Pneumatic Tourniquet | 1 |  | N | N |  | 878.591 | 4 | A pneumatic tourniquet is an air-powered device consisting of a pressure-regulating unit, connecting tubing, and an inflatable cuff. The cuff is intended to be wrapped around a patient's limb and inflated to reduce or totally occlude circulation. | The device is shaped and sized to fit around a patient's limb. | The device performs its intended use by applying targeted pneumatic pressure to the affected area on the body. | Limb, extremity | N | N | Ineligible
SU | SU | QHF | Energy Based Device For Treatment Of Tattoos | 2 |  | N | N |  | 878.481 | 1 | To reduce formation of bubbles during laser treatment of tattoos | Acoustic sound waves | Uses acoustic sound waves to disrupt the bubbles formed during laser treatment of tattoos | Tattooed human tissue | N | N | Ineligible
SU | SU | QJF | Autofluorescence Imaging Adjunct Tool For Wounds | 2 |  | N | N |  | 878.455 | 1 | An autofluorescence detection device for general surgery and dermatological use is an adjunct tool that uses autofluorescence to detect tissues or structures. This device is not intended to provide a diagnosis. | The device has a non-contact housing that emits non-coherent excitation light in visible spectrum and captures fluorescence image of the target materials/tissues. No imaging contrast agent are required for autofluorescence imaging. | The imaging device is non-contact medical device and captures autofluorescence images using non-coherent excitation light source in visible spectrum. | Wounds | N | N | Ineligible
SU | SU | QKL | Lipoaspirate Washing System For Aesthetic Body Contouring | 2 |  | N | N |  | 878.504 | 1 | Wash, filter, concentrate, and or fragment autologous adipose tissue aspirated via liposuction for aesthetic body contouring without further manipulation | May include filter, sieve, canister, non-enzymatic wash solution, non-suctioning. The system should be used with a legally-marketed vacuum or aspirator apparatus as a source of suction. Should not use enzymatic digestion or cell selection. | Aspirated fat is washed, cleansed, and/or rinsed without further processing/manipulation such as cell selection or enzymatic digestion. | Aesthetic body contouring of soft tissues | N | N | Ineligible
SU | SU | QML | Anal Fistula Closure Device | 2 |  | N | N |  | 878.4835 | 1 | An anal fistula closure device is a surgical implant for anal fistula repair and is intended for closure of the anal fistula. The device may be manually applied or delivered with a delivery device. | The device is an absorbable, barbed, helical screw. | Seals the internal fistula opening by drawing the internal surfaces of the fistula tract together to encourage healing by primary intention. | Anus and rectum | Y | N | Ineligible
SU | SU | QNM | Mountable Electromechanical Surgical System For Transluminal Approaches | 2 |  | N | N |  | 878.4961 | 1 | A mountable electromechanical surgical system for transluminal approaches is a software-controlled, patient bed- and/or operating table-mounted electromechanical surgical system with human/device interfaces that allows a qualified user to perform transluminal endoscopic or laparoscopic surgical procedures using surgical instruments attached to an electromechanical arm. | The device may contain control console, surgical arms, motor units, and a trocar kit, with associated accessories. | The device utilizes two electromechanical arms that are controlled by a qualified surgeon to manipulate the tissue and, with the aid of an electrosurgical generator, deliver monopolar and bipolar energy to perform the intended surgical procedures. The device utilizes a 3rd party laparoscope to gain visualization of the anatomical space and a proprietary trocar kit to obtain transvaginal access. | Human body excluding orthopedic applications. | N | N | Ineligible
SU | SU | QPB | System, Suction, Lipoplasty For Removal | 2 |  | N | N |  | 878.504 | 1 | A suction lipoplasty system is a device intended for the removal of adipose tissue for purposes of aesthetic body contouring | A suction lipoplasty system is a device intended for the removal of adipose tissue for purposes of aesthetic body contouring | A suction lipoplasty system is a device intended for the removal of adipose tissue for purposes of aesthetic body contouring | Body | N | N | Ineligible
SU | SU | QPE | Phototherapy Device For Reducing The Appearance Of Acute Post-Surgical Incisions | 2 |  | N | N |  | 878.488 | 1 | This device consists of a light emitting device and a photoconverter gel and is intended to employ light energy for reducing the appearance of acute post-surgical incisions. This classification does not include products which contain drugs or biologics. | A light emitting LED lamp and a photoconverter gel. | A blue light emitting LED lamp with light wavelengths at 440-460nm excites the chromophore inside the photocoverter gel to emit the fluorescent light with blue, green, yellow and orange light of wavelengths between 400nm to 625nm. The fluorescence light plus the excitation blue light are used for scar management. | Post surgical incisions. | N | N | Ineligible
SU | SU | QPX | Negative Pressure Wound Therapy, Non-Powered Suction Pump, Chemical | 2 |  | N | N |  | 878.4683 | 1 | For wound management via application of continual or intermittent negative pressure to the wound for removal of fluids, including wound exudate, irrigation fluids, and infectious materials. Indicated for management of chronic, acute, traumatic, subacute and dehisced wounds, partial-thickness burns, ulcers (such as diabetic or pressure), flaps and grafts. | Pump and wound dressing kit | The wound bed is dressed, fitted with mode of communication between the wound bed and suction apparatus, and sealed (according to labeling instructions). The suction apparatus is engaged to create a vacuum (negative pressure) within the wound bed which drives the wound exudate to be pumped from the wound bed into a collection canister or the dressing. It is designed to provide a pre-set level of negative pressure to the wound bed. The negative pressure is generated by a chemical reaction. | For management of chronic, acute, traumatic, subacute and dehisced wounds; partial-thickness burns; ulcers (such as diabetic or pressure) flaps and grafts. | N | N | Ineligible
SU | SU | QPZ | Contact Cooling For Skin Lesion Pain Relief | 2 |  | N | N |  | 878.434 | 1 | For use in dermatologic procedures for the removal of benign lesions of the skin and for use when cooling is intended for the temporary reduction of pain, swelling, inflammation, and hematoma from minor surgical procedures. | Surface contact cooling is achieved with an integrated conductive plate on skin, to lower the temperature of the skin. | Regulate skin temperature through surface contact. | Body surface that needs skin lesion treatment in dermatological procedures, or temporary reduction of pain, swelling, inflammation, and hematoma from minor surgical procedures. | N | N | Ineligible
SU | SU | QRK | Single Use Only Blood Lancet Without An Integral Sharps Injury Prevention Feature | 2 |  | N | N |  | 878.485 | 1 | A disposable blood lancet intended for a single use that is comprised of a single use blade attached to a solid, nonreusable base that is used to puncture the skin to obtain a drop of blood for diagnostic purposes. | A disposable blood lancet intended for a single use that is comprised of a single use blade attached to a solid, nonreusable base. | Used to puncture the skin. | Skin. | N | N | Ineligible
SU | SU | QRL | Multiple Use Blood Lancet For Single Patient Use Only | 2 |  | N | N |  | 878.485 | 1 | A multiple use capable blood lancet intended for use on a single patient that is comprised of a single use blade attached to a solid, reusable base that is used to puncture the skin to obtain a drop of blood for diagnostic purposes. | Comprised of a single use blade attached to a solid, reusable base. | Used to puncture skin. | Skin. | N | N | Ineligible
SU | SU | QRM | Multiple Use Blood Lancet For Multiple Patient Use | 3 |  | N | N |  | 878.485 | 2 | A multiple use capable blood lancet intended for use on multiple patients that is comprised of a single use blade attached to a solid, reusable base that is used to puncture the skin to obtain a drop of blood for diagnostic purposes. | A single use blade attached to a solid, reusable base. | Used to puncture skin. | Skin. | N | N | Ineligible
SU | SU | QUB | Suction Lipoplasty System For Removal And Transfer | 2 |  | N | N |  | 878.504 | 1 | Removal and transfer/reimplantation of autologous adipose tissue without further manipulation for aesthetic body contouring | May include powered suction pump system, tubes, canisters, cannulas, syringes. | Removal and transfer/reimplantation of autologous adipose tissue without further manipulation for aesthetic body contouring | Aesthetic body contouring of soft tissues | N | N | Ineligible
SU | SU | QVJ | Low Power Electrosurgical Devices For Skin Lesion Destruction | 2 |  | N | N |  | 878.44 | 1 | For the removal and destruction of skin lesions in general dermatological procedures, also referred to as Plasma Pen Devices, which generates electrical arc in the ambient air between an electrical probe tip and the skin and cause intended tissue damage for the removal and destruction of skin lesions | Electrosurgical cutting and coagulation device and accessories with a maximum output power of 5 Watts or Less | The devices generates electrical arc in the ambient air between an electrical probe tip and the skin, which will cause intended tissue damage for the removal and destruction of skin lesions. | Skin | N | N | Ineligible
SU | SU | QVS | Breast Implant Suction Retrieval Device | 2 |  | N | N |  | 878.4675 | 1 | A breast implant suction retrieval system is a prescription surgical device that uses vacuum suction to assist in the removal and containment of a ruptured silicone breast implant. | A container with nozzle and port for applied suction. | A device with a nozzle is placed within an inframammary incision to interface with the ruptured implant. Suction is applied to assist in the removal of the implant. The implant is retrieved and contained within the device. | Chest | N | N | Ineligible
SU | SU | QVX | Skin Patch For Treatment Of Hyperhidrosis | 2 |  | N | N |  | 878.4425 | 1 | A skin patch for treatment of hyperhidrosis is a prescription topical patch that utilizes a chemical reaction to generate thermal energy in situ for treatment of hyperhidrosis. | Topical patch. | A topical patch that utilizes a chemical reaction to generate thermal energy in situ for treatment of hyperhidrosis | Skin | N | N | Ineligible
SU | SU | QXW | Cryoablation Device For Local Treatment Of Low-Risk Breast Cancer | 2 |  | N | N |  | 878.4355 | 1 | A cryoablation device for local treatment of low-risk breast cancer is a prescription device that uses cold temperatures to destroy a breast tumor and its surrounding tissue. The device is intended as a local treatment and may be used with adjuvant therapies (e.g., endocrine therapy, radiation therapy) to reduce the risk of local disease progression. The device is intended for use in patients with a well-defined solid tumor (e.g., invasive ductal carcinoma) and with low risk of recurrence and metastasis, as determined by clinical risk factors consistent with the indications for use. The device is not intended to treat breast cancers with high risk of local recurrence (e.g., lobular carcinoma), patients with aggressive forms of breast cancer (e.g., breast cancers with inflammatory features), or patients in whom targeted systemic therapy is indicated. | Cryoablation System | Cryoablation | Breast | N | N | Ineligible
SU | SU | QYK | Semi-Automated Autologous Skin Graft Harvesting And Application Device | 2 |  | N | N |  | 878.4795 | 1 | A semi- automated autologous skin graft harvesting and application device is a handheld electromechanical surgical instrument that extracts autologous skin graft tissue from a healthy donor skin site and deposits it to a recipient site. The device extraction and deposition functions are automated and are activated by the user. The device is not intended for treatment of third degree burns. | The device consists of (1) a handheld electronically controlled unit with built in software and user interface and (2) a tissue collection/deposition accessory that engages with the handheld unit and is used to acquire, transfer, and deposit skin tissue. The device may also consist of accessory components, e.g., a protective sleeve. | The essential components of the device are (1) a handheld unit that allows the user to control the device�s function via software and a user interface on the device, (2) a tissue collection/deposition accessory, e.g., a needle cartridge containing an array of coring needles and plungers that is used to collect, transfer, and deposit the hull thickness skin grafts from the donor site to the recipient site, respectively. The device may also include optional accessories, e.g., a protective sleeve that is used to lessen the potential for soilage of the handheld unit during use. The user places the collection/deposition accessory onto the donor site and, upon activating the collection f | Skin | N | N | Ineligible
SU | SU | QZN | Multi-Photon Imaging | 2 |  | N | N |  | 878.458 | 1 | To provide visible illumination of the surgical field or the patient | Microscopy with multi-photon laser excitation | Device emits focused laser beams and scans across the sample to produce an image, including images generated based on multi-photon excitation | Tissue | N | N | Ineligible
SU | SU | QZS | Software-Aided Adjunctive Diagnostic Device For Use By Physicians On Lesions Suspicious For Skin Cancer | 2 |  | N | N |  | 878.183 | 1 | A software-aided adjunctive diagnostic device for use by physicians on lesions suspicious for skin cancer is a prescription device that uses a software algorithm to analyze optical or other physical properties of a skin lesion and returns a classification of the skin lesion. The device is intended for use by a physician not trained in the clinical diagnosis and management of skin cancer as an adjunctive second-read device following identification of a suspicious skin lesion. It is not for use as a standalone diagnostic and is not for use to confirm a clinical diagnosis. | Optical Device | Hardware and software are used to capture an optical signal that is then analyzed by an artificial intelligence/machine learning (AI/ML) software algorithm to deliver adjunctive diagnostic information to a clinician | Skin Lesion | N | N | Ineligible
SU | SU | RAB | Sunlamp Products (Pre-Standard) | 2 |  | Y | Y |  | 878.4635 | 1 | A sunlamp product assembled or manufactured before november 9, 1979. These are Class II medical devices as of 2014. | Lamp / Tanning bed with lamp | The lamp is directed at the skin | Skin | N | N | Ineligible
SU | SU | REF | Suntan Bed | 2 |  | N | Y |  | 878.4635 | 1 | A bed or other platform that is designed to incorporate one or more ultraviolet lamps and intended for irradiation of any part of the human body, by ultraviolet radiation with wavelengths in air between 200 and 400 nanometers, to induce skin tanning. |  |  |  | N | N | Ineligible
SU | SU | REG | Suntan Lamp | 2 |  | N | Y |  | 878.4635 | 1 | A lamp that produces ultraviolet radiation in the wavelength range of 200 to 400 nanometers in air and that is intended for use in any sunlamp product or fixture. |  |  |  | N | N | Ineligible
SU | SU | REH | Tabletop Sunlamp System | 2 |  | N | Y |  | 878.4635 | 1 | A sunlamp system that sits on a table, primarily intended to tan the face by ultraviolet radiation with wavelengths in air between 200 and 400 nanometers. |  |  |  | N | N | Ineligible
SU | SU | SAB | Table Mounted Miniaturized Electromechanical Surgical System | 2 |  | N | N |  | 878.4962 | 1 | A table mounted miniaturized electromechanical surgical system is a software-controlled electromechanical system with surgical table mounted patient/device interfaces which allows a qualified user to perform surgical techniques during minimally invasive surgical procedures where the software-controlled electromechanical device�s miniaturized and compact size allows the effective element of the system to be inserted into the body cavity and use surgical instruments attached to the electromechanical arms | The device is compact robot which operated via a surgeon console. The electromechanical system has an shoulder, elbow, wrist configuration, which mimics human motion at the shoulder and elbow level but only rotates at the wrist. The console is open format and allows the surgeon to sit at the necessary height to comfortable control and monitor the device. | Is a table mounted, teleoperated device with two arms which can grasp, retract, and dissect tissue. The device is suspended above the patient and positioned intra-abdominally to mobilize tissue. | Intra-abdominal, colon | N | N | Ineligible
SU | SU | SAH | Magnetic Compression Anastomosis System | 2 |  | N | N |  | 878.4816 | 1 | A magnetic compression anastomosis system is a surgical device used for the creation of anastomoses in minimally invasive and laparoscopic surgery in the gastrointestinal tract. The system is comprised of magnet devices and may involve a delivery system. Compression and necrosis of tissue between magnet devices is created by polar attraction of the magnet devices with healing of tissue around the devices. Once the anastomosis is formed, the magnet devices are expelled naturally. This classification does not include devices intended for weight loss or metabolic disease treatment | Two magnets are placed endoscopically and positioned laparoscopically. | Anastomotic patency is created gradually with the necrosis of the compressed tissue using magnetic technology | small bowel | N | N | Ineligible
SU | SU | SAQ | Electromechanical System For Open Microsurgery | 2 |  | N | N |  | 878.4963 | 1 | An electromechanical system for open microsurgery is a software-controlled electromechanical system with bedside human/device interfaces and without an integrated visualization system which allows a qualified user to perform surgical techniques during open mircosurgical procedures using surgical instruments attached to an electromechanical arm. | The device may contain a bedside control console, robotic arms, and associated accessories. | The device utilizes two electromechanical arms with instruments that are controlled by a qualified surgeon to manipulate small structures. The device utilizes a 3rd party microscope to visualize the anatomy. | head, neck, breast, trunk, upper limbs, and lower limbs | N | N | Ineligible
SU | SU | SCV | Modular Electromechanical Surgical System | 2 |  | N | N |  | 878.4964 | 1 | A modular electromechanical surgical system is a software-controlled electromechanical system with a plurality of individual, fully positionable patient/device interfaces which allows a qualified user to perform surgical techniques during minimally invasive surgical procedures. | The device contains a surgeon console, a plurality of bedside units which include robotic arms, and associated instruments and accessories. | The device utilizes electromechanical arms with laparoscopic instruments that are controlled by a qualified surgeon to manipulate structures in the human body. | Torso | N | N | Ineligible
SU | SU | SDD | Electromechanical Surgical System Wherein The Surgeon Annd The User Interface Can Be In The Sterile Field | 2 |  | N | N |  | 878.4965 | 1 | An electromechanical surgical system with transient sterile field presence of both surgeon and primary control interface is a software-controlled electromechanical system with fully positionable patient/device interfaces which allows a qualified user to perform surgical techniques during minimally invasive surgical procedures. The device allows for both the surgeon and primary control interface to have presence inside the sterile field as needed within the clinical context of use. | The device contains a surgeon console, a plurality of bedside units which include robotic arms, and associated instruments and accessories. | The device utilizes electromechanical arms with laparoscopic instruments that are controlled by a qualified surgeon to manipulate structures in the human body. | Torso | N | N | Ineligible
SU | SU | SFG | Camera, Surgical, Measurement | 1 |  | N | N |  | 878.416 | 4 | An adjunctive tool to measure and record a body part�s physical data, such as diameter, surface area, volume, and perimeter/circumference. The device does not provide a diagnosis or therapy. | Camera and/or mobile software. | Use optical imaging for 2D or 3D measurement of a part of body. | Part of the body (e.g. limbs, chest). | N | N | Ineligible
SU | SU | SGV | Agent, Absorbable Hemostatic, Collagen With Polymeric Additives | 3 |  | N | N |  | 878.449 | 2 | An absorbable hemostatic agent or dressing is a device intended to produce hemostasis by accelerating the clotting process of blood. | gelatin based patch/mesh impregnated with polymeric agents | mechanical tamponade | liver | Y | N | Ineligible
SU |  | DTH | Suture, Cardiovascular | 3 |  | N | N |  |  | 2 |  |  |  |  | Y | N | Eligible
SU |  | DZG | Suture, Dental | 3 |  | N | N |  |  | 2 |  |  |  |  | Y | N | Eligible
SU |  | EFQ | Gauze/Sponge, Internal |  | 1 | N | N |  |  | 1 |  |  |  |  | N | N | Eligible
SU |  | FRO | Dressing, Wound, Drug |  | 1 | N | N |  |  | 1 |  |  |  |  | N | N | Ineligible
SU |  | HMN | Suture, Nonabsorable, Ophthalmic | 3 |  | N | N |  |  | 2 |  |  |  |  | Y | N | Eligible
SU |  | HMO | Suture, Absorbable, Ophthalmic | 3 |  | N | N |  |  | 2 |  |  |  |  | Y | N | Eligible
SU |  | KGM | Silicone, Liquid, Injectable | 3 |  | N | N |  |  | 2 |  |  |  |  | N | N | Ineligible
SU |  | KGN | Wound Dressing With Animal-Derived Material(S) |  | 1 | N | N |  |  | 1 |  |  |  |  | Y | N | Ineligible
SU |  | LCJ | Tissue Expander And Accessories |  | 1 | N | N |  |  | 1 |  |  |  |  | Y | N | Ineligible
SU |  | LFL | Instrument, Ultrasonic Surgical |  | 1 | N | N |  |  | 1 |  |  |  |  | N | N | Eligible
SU |  | LMH | Implant, Dermal, For Aesthetic Use | 3 |  | N | N |  |  | 2 |  |  |  |  | Y | N | Ineligible
SU |  | LMI | Implant, Collagen For Non-Aesthetic Use | 3 |  | N | N |  |  | 2 |  |  |  |  | Y | N | Eligible
SU |  | LRQ | Tracheostomy And Nasal Suctioning Kit | 1 |  | N | N |  |  | 7 | This product code has been established in accordance with the May 20, 1997, Guidance entitled, Convenience Kits Interim Regulatory Guidance, found at www.fda.gov/cdrh/ode/convkit.html. This type of convenience kit, as listed in the guidance above, is under enforcement discretion, and does not require a premarket notification (510(k)) to market if it meets all criteria in the guidance. | This product code has been established in accordance with the May 20, 1997, Guidance entitled, Convenience Kits Interim Regulatory Guidance, found at www.fda.gov/cdrh/ode/convkit.html. This type of convenience kit, as listed in the guidance above, is under enforcement discretion, and does not require a premarket notification (510(k)) to market if it meets all criteria in the guidance. | This product code has been established in accordance with the May 20, 1997, Guidance entitled, Convenience Kits Interim Regulatory Guidance, found at www.fda.gov/cdrh/ode/convkit.html. This type of convenience kit, as listed in the guidance above, is under enforcement discretion, and does not require a premarket notification (510(k)) to market if it meets all criteria in the guidance. | This product code has been established in accordance with the May 20, 1997, Guidance entitled, Convenience Kits Interim Regulatory Guidance, found at www.fda.gov/cdrh/ode/convkit.html. This type of convenience kit, as listed in the guidance above, is under enforcement discretion, and does not require a premarket notification (510(k)) to market if it meets all criteria in the guidance. | N | N | Eligible
SU |  | LRR | First Aid Kit With Drug |  | 6 | N | N |  |  | 7 | Note: In addition to compliance with our convenience kit guidance, in regards to any drug products contained in this kit compliance with the Center for Drug Evaluation is required as well. www.fda.gov/cder/index.html - This product code has been established in accordance with the may 20, 1997, guidance entitled, convenience kits interim regulatory guidance, found at www.Fda.Gov/cdrh/ode/convkit.Html. This type of convenience kit, as listed in the guidance above, is under enforcement discretion, and does not require a premarket notification (510(k)) to market if it meets all criteria in the guidance. | Note: In addition to compliance with our convenience kit guidance, in regards to any drug products contained in this kit compliance with the Center for Drug Evaluation is required as well. www.fda.gov/cder/index.html - This product code has been established in accordance with the may 20, 1997, guidance entitled, convenience kits interim regulatory guidance, found at www.Fda.Gov/cdrh/ode/convkit.Html. This type of convenience kit, as listed in the guidance above, is under enforcement discretion, and does not require a premarket notification (510(k)) to market if it meets all criteria in the guidance. | Note: In addition to compliance with our convenience kit guidance, in regards to any drug products contained in this kit compliance with the Center for Drug Evaluation is required as well. www.fda.gov/cder/index.html - This product code has been established in accordance with the may 20, 1997, guidance entitled, convenience kits interim regulatory guidance, found at www.Fda.Gov/cdrh/ode/convkit.Html. This type of convenience kit, as listed in the guidance above, is under enforcement discretion, and does not require a premarket notification (510(k)) to market if it meets all criteria in the guidance. | Note: In addition to compliance with our convenience kit guidance, in regards to any drug products contained in this kit compliance with the Center for Drug Evaluation is required as well. www.fda.gov/cder/index.html - This product code has been established in accordance with the may 20, 1997, guidance entitled, convenience kits interim regulatory guidance, found at www.Fda.Gov/cdrh/ode/convkit.Html. This type of convenience kit, as listed in the guidance above, is under enforcement discretion, and does not require a premarket notification (510(k)) to market if it meets all criteria in the guidance. | N | N | Eligible
SU |  | LXU | Laser For Wound Healing | 3 |  | N | N |  |  | 3 |  |  |  |  | N | N | Ineligible
SU |  | MDD | Device, Dermal Replacement | 3 |  | N | N |  |  | 2 |  |  |  |  | Y | N | Ineligible
SU |  | MGP | Dressing, Wound And Burn, Occlusive |  | 1 | N | N |  |  | 1 |  |  |  |  | N | N | Ineligible
SU |  | MGQ | Dressing, Wound And Burn, Hydrogel W/Drug And/Or Biologic |  | 1 | N | N |  |  | 1 |  |  |  |  | N | N | Ineligible
SU |  | MGR | Dressing, Wound And Burn, Interactive | 3 |  | N | N |  |  | 2 |  |  |  |  | N | N | Ineligible
SU |  | MQZ | Prosthesis, Nail |  | 1 | N | N |  |  | 1 |  |  |  |  | N | N | Eligible
SU |  | MRD | Mammary Sizer |  | 1 | N | N |  |  | 1 |  |  |  |  | N | N | Eligible
SU |  | MVF | System, Laser, Photodynamic Therapy | 3 |  | N | N |  |  | 2 |  |  |  |  | N | N | Eligible
SU |  | MVG | System, Laser, Fiber Optic, Photodynamic Therapy | 3 |  | N | N |  |  | 2 |  |  |  |  | N | N | Eligible
SU |  | MYH | System, Non-Coherent Light, Photodynamic Therapy | 3 |  | N | N |  |  | 2 |  |  |  |  | N | N | Eligible
SU |  | NBE | Sealant, Polymerizing | 3 |  | N | N |  |  | 2 |  |  |  |  | Y | N | Ineligible
SU |  | NLQ | Single-Use Reprocessed Ultrasonic Surgical Instruments |  | 1 | N | N |  |  | 1 | Single-use reprocessed versions of the ultrasonic devices used in surgical procedures either for fragmentation, emulsification and aspiration of soft tissue and hard tissue or for ligation of vessels (under product code �LFL�). Reprocessing validation data for this device type must be included in a 510(k) submission.. (70 FR 56911, available at https://www.govinfo.gov/content/pkg/FR-2005-09-29/pdf/05-19510.pdf). |  |  |  | N | N | Eligible
SU |  | NQK | Maggots, Medical |  | 1 | N | N |  |  | 1 | Phaenicia sericacta (blow fly) larvae are harvested and provided disinfected for use in debriding non-healing necrotic skin and soft tissue wounds, including pressure ulcers, venous stasis ulcers, neuropathic foot ulcers, and non-healing traumatic or post surgical wounds. See Federal Register Notice at 89 FR 106521 �Transfer of Regulatory Responsibility From the Center for Devices and Radiological Health to the Center for Biologics Evaluation and Research; Medical Maggots and Medicinal Leeches� (FRN) (FDA-2024-N-5702) |  |  |  | N | N | Ineligible
SU |  | NRN | Leeches, Medicinal |  | 1 | N | N |  |  | 1 | The device is a medicinal leech (hirudo medicinalis) belonging to the annelida worm classification. The animal is a bloodsucking aquatic animal living in fresh water. The device should be indicated as: "an adjunct to the graft tissue healing when problems of venous congestion may delay healing, or to overcome the problem of venous congestion by creating prolonged localized bleeding." See Federal Register Notice at 89 FR 106521 �Transfer of Regulatory Responsibility From the Center for Devices and Radiological Health to the Center for Biologics Evaluation and Research; Medical Maggots and Medicinal Leeches� (FRN) (FDA-2024-N-5702) |  |  |  | N | N | Ineligible
SU |  | NSS | Electronic Media, Nausea |  | 6 | N | N |  |  | 7 | Treatment of nausea and vomiting associated with morning sickness and motion sickness. |  |  |  | N | N | Eligible
SU |  | NZF | Static Electricity-Emitting Device, Cosmetic Use |  | 6 | N | N |  |  | 7 | Intended for relaxation and cosmetic use. | Hand held bulb and the bulb creates static electricity that is applied to the skin. | Application of static electricity to skin. | Skin | N | N | Eligible
SU |  | OCE | Cultured Epithelial Autograft |  |  | N | N |  |  | 6 | Interactive wound and burn dressing containing a live xenogeneic component. Indicated for use in patients who have deep dermal or full thickness burns comprising a total body surface area of greater than or equal to 30%. It may be used in conjunction with split-thickness autografts, or alone in patients for whom split-thickness autografts may not be an option due to the severity and extent of their burns. | Epicel cultured epidermal autografts (CEA) is an aseptically processed wound dressing composed of the patient?s own (autologous) keratinocytes grown ex vivo in the presence of proliferation-arrested, murine (mouse) fibroblasts. Epicel consists of sheets of proliferative, autologous keratinocytes, ranging from 2 to 8 cell layers thick and is referred to as a cultured epidermal autograft. Each graft of Epicel is attached to petrolatum gauze backing with stainless steel surgical clips and measures approximately 50 cm2 in area. | Patient's own cells are in vitro cultivated and expanded in number into a graft/dressing design in sufficient size to facilitate coverage of the burn injury. | Entire integumentary (skin) system | Y | Y | Eligible
SU |  | ODS | Wound Covering (Composite Cultured Skin) |  |  | N | N |  |  | 6 | Wound covering. Indicated for use in patients with mitten hand deformities due to recessive dystrophic epidermolysis bullosa (rdeb) as an adjunct to standard autograft procedures (i.E., skin grafts and flaps) for covering wounds and donor sites created after the surgical release of hand contractures (i.E., ?mitten? hand deformities). | Solid | Cellular Wound Dressing | Extremities | Y | N | Ineligible
SU |  | OEE | Diagnostic Low Electric Field | 3 |  | N | N |  |  | 2 | As an adjunctive tool to guide the shavings of tissue at the margins of the tumor for use in excisional breast surgery to assist in locating the tissue for excision. In addition to other standard methods such as intraoperative imaging and palpation. | low electromagnetic field | It utilizes electromagnetic waves to characterize human tissue in real-time. It consists of a console and a disposable hand-piece. | breast tumor | N | N | Eligible
SU |  | OJI | Burn Kit With Drug |  | 6 | N | N |  |  | 3 | This product code has been established in accordance with the May 20, 1997, Guidance entitled, Convenience Kits Interim Regulatory Guidance, found at www.fda.gov/cdrh/ode/convkit.html. This type of convenience kit, as listed in the guidance above, is under enforcement discretion, and does not require a premarket notification (510(k)) to market if it meets all criteria in the guidance. | This product code has been established in accordance with the May 20, 1997, Guidance entitled, Convenience Kits Interim Regulatory Guidance, found at www.fda.gov/cdrh/ode/convkit.html. This type of convenience kit, as listed in the guidance above, is under enforcement discretion, and does not require a premarket notification (510(k)) to market if it meets all criteria in the guidance. | This product code has been established in accordance with the May 20, 1997, Guidance entitled, Convenience Kits Interim Regulatory Guidance, found at www.fda.gov/cdrh/ode/convkit.html. This type of convenience kit, as listed in the guidance above, is under enforcement discretion, and does not require a premarket notification (510(k)) to market if it meets all criteria in the guidance. | This product code has been established in accordance with the May 20, 1997, Guidance entitled, Convenience Kits Interim Regulatory Guidance, found at www.fda.gov/cdrh/ode/convkit.html. This type of convenience kit, as listed in the guidance above, is under enforcement discretion, and does not require a premarket notification (510(k)) to market if it meets all criteria in the guidance. | N | N | Eligible
SU |  | ONV | Electrical Impedance Spectrometer | 3 |  | N | N |  |  | 2 | It is indicated for use on cutaneous lesions with one or more clinical or historical characteristics of melanoma, when a dermatologist chooses to obtain additional information when considering biopsy. It should not be used on clinically obvious melanoma. It is to be used as one element of the overall clinical assessment. The output given by the device should be used in combination with clinical and historical signs of melanoma to obtain additional information prior to a decision to biopsy. | Device is comprised of 1) Control Unit: processes examination data and presents electrical impedance spectra on the display, includes touch screen for user interaction, 2) Probe: holds the electrode used for lesion evaluation, 3)Probe Cable: connects probe to control unit, 3)Examination Electrodes � single patient use, sterile, disposable: The electrode head is covered with micro invasive pins (approximately 150 �m high with 170 �m triangular base), 4) Training Electrodes � single person use, sterile, disposable, 5) Test Impedance Tool, 6) Lesion Coverage Tool, 7) Power cord, 8)Battery, rechargeable (optional), and 9) USB flash drive | It utilizes electric impedance to characterize skin tissue in real-time. It consists of a control unit and a disposable electrode. | Cutaneous lesions | N | N | Eligible
SU |  | OYD | Optical Diagnostic Device For Melanoma Detection | 3 |  | N | N |  |  | 2 | Intended in the detection of melanoma and high grade lesions among atypical lesions in order to rule-out melanoma. | Optical radiation. | Use of visible and infrared optical radiation to generate images of targeted atypical lesions. | Atypical pigmented lesions | N | N | Eligible
SU |  | PFC | Cultured Human Cell Skin Dressing | 3 |  | N | N |  |  | 2 | Allogeneic skin cells cultured in vitro and combined with scaffold sheeting to act as a physical wound covering and provide biological components that interact with the wound, for treatment of skin ulcers. | Allogeneic skin cells are cultured in vitro and combined with scaffold sheeting | Device funtions as a physical wound covering and provides biological components that interact with the wound | Skin | Y | N | Eligible
SU |  | PHU | Intra-Abdominal Pressure Monitoring Device |  | 1 | N | N |  |  | 1 | Abdominal intracompartmental pressure monitoring using bladder pressure as a surrogate for abdominal pressure. | Urological catheter, pressure sensing device. | Monitoring abdominal intracompartmental pressure with a urological catheter | Urological | Y | N | Eligible
SU |  | PKY | Implant, Dermal, For Aesthetic Use In The Hands | 3 |  | N | N |  |  | 2 | For hand augmentation to correct volume loss in the dorsum of the hands. | Injectable mixture in a syringe with a needle. | To provide volume fullness to the dorsum (back) of the hand | Dorsum (back) of the hand | Y | N | Ineligible
SU |  | PUV | Lymph Node Location System During Sentinel Biopsy Procedure | 3 |  | N | N |  |  | 2 | Locating lymph nodes draining a tumor as part of the sentinel lymph node biopsy procedure | The solution is considered a combination product. The iron particle is surrounded by a carboxydextran coating. The carboxydextran coating is considered a drug. The nanoparticles are then mixed in a saline solution. The system uses an electronic base device with a magnetic probe. | The solution is composed of iron nanoparticles which is injected peri-tumor. The nanoparticles are taken up by the lymphatic system and remains there. The magnetic probe is used to locate the iron nanoparticles which should collect in the lymph nodes. | Cancer tumor | Y | N | Eligible
SU |  | PZC | Ablation System, High Intensity Focus Ultrasound (Hifu), Soft Tissue |  | 3 | N | N |  |  | 3 | An Imaged-Guided Focused Ultrasound System is intended to use high intensity focused ultrasound (HiFU) to heat and ablate soft tissue. | Transducer Array, Computer Workstation, Water Chiller, Image Table. | An Imaged-Guided Focused Ultrasound System is intended to Device uses high frequency ultrasound to heat and ablate soft tissue. | Soft Tissue. | N | N | Ineligible
SU |  | QOJ | Apparatus, Suction, Operating-Room, Wall Vacuum Powered (Export Only) |  | 3 | N | N |  |  | 3 | Intended to be used for the removal of prosthetic breast implant specimens. | The device is a sterile, transparent, rigid bi-conical device that, when assembled, will attach to an external vacuum source and provide suction in order to remove prosthetic breast implants. This is a single use device available by prescription only, for professional use in a clinical setting. The two cones (top and bottom) are made of molded thermoplastic and seal together with a silicone O-ring. | The device is intended to be used for the removal of prosthetic breast implant specimens, including intact and ruptured silicone gel implants as well as intact saline implants. | Breast | N | N | Ineligible
SU |  | QQF | Skin Microneedling Manual/Automated Device (Export Only) |  | 3 | N | N |  |  | 3 | For one-time (1X) use by qualified clinical professionals to cause bio-active effect(s) in skin for aesthetic improvement. | �Gamma Irradiated� Pouch containing Roller inside a colored Box and protective plastic holder, w/ IFU or System Kit w/ Key components of Re-usable Pen, one-time (1X) use/Disposable �Gamma Irradiated� Tip, Pen-Wall Power Adapter, w/ IFU. | n/a | Skin on neck. | N | N | Ineligible
SU |  | QSX | Hemostatic Wound Dressing With Thrombin Or Other Biologics |  | 1 | N | N |  |  | 1 | To temporarily control bleeding and cover external wounds. | Commonly a solid sheet, powder form or semi-solid form impregnated with thrombin or other biologics involved in the blood clotting process. | Blood clotting by the biological action of thrombin and action of clotting cascade activated by thrombin or other biologics. | Topical wounds | N | N | Ineligible
SU |  | QSY | Hemostatic Wound Dressing Without Thrombin Or Other Biologics |  | 1 | N | N |  |  | 1 | To temporarily control bleeding and cover external wounds. | Commonly a solid sheet, powder form, or semi-solid form. | Predominantly physical action, such as absorption of moisture from blood and thereby clumping the platelets, and by providing a tamponade effect. | Topical wounds | N | N | Ineligible
SU |  | QSZ | Absorbable Synthetic Wound Dressing |  | 1 | N | N |  |  | 1 | Intended as a physical barrier to cover the wound and provide a moist wound environment. Intended to be left on wounds after topical application. | Commonly a solid sheet | Physical barrier to cover the wound and provide a moist wound environment. | Topical wounds� | N | N | Ineligible
SU |  | SAW | Fluorescence Imaging For Breast Cancer Detection | 3 |  | N | N |  |  | 2 | The combination product consists of an optical imaging agent for injection, and a fluorescence imaging device. The product is intended for use in adults with breast cancer as an adjunct for the intraoperative detection of cancerous tissue within the resection cavity following removal of the primary specimen during lumpectomy surgery. The imaging device is used with the imaging drug for fluorescence imaging of the lumpectomy cavity. | Medical imaging device coupled with an injectable drug. | The combination product consists of a device constituent that is a fluorescence imaging device and a drug constituent that is an optical imaging agent for injection. The imaging device consists of a Workstation and a Handheld Probe. The Handheld Probe connects to the Workstation�s Light Source via an optical fiber cable. These components are used together to excite the optical imaging agent and capture and display real-time fluorescence images. During surgery, the Handheld Probe is used to scan the lumpectomy cavity for activated drug by delivering 630 � 5 nm excitation light and measuring the fluorescence emission signal using a camera after filtering through a 662.5 � 737.5 nm ba | Breast tissue during lumpectomy procedures. | N | N | Ineligible
SU |  | SEJ | Wound Dressings Containing Topical Analgesics |  | 1 | N | N |  |  | 1 | A solid wound dressing containing topical analgesics is used to cover and protect a wound, to absorb exudate, to maintain appropriate moisture balance within the wound, and to reduce pain. A wound dressing formulated as a gel, cream or ointment containing topical analgesics is used to maintain appropriate moisture balance within the wound and to reduce pain. | Solid, or formulated as a gel, cream or ointment | A wound dressing containing topical analgesics may additionally contain antimicrobials, other chemicals, and/or animal-derived materials. | External cutaneous (skin) wounds | N | N | Ineligible
SU |  | SEK | Wound Dressings With Hydrocortisone |  | 1 | N | N |  |  | 1 | A wound dressing containing hydrocortisone is used to maintain appropriate moisture balance within the wound | Gel, cream or ointment | The wound dressings are made of synthetic or naturally derived materials | External cutaneous (skin) wounds | N | N | Ineligible
SU |  | SEL | Securement Wound Dressing For Reduction Of Infection |  | 1 | N | N |  |  | 1 | These dressings are intended to be placed over a vascular or percutaneous device (e.g., needle, catheter, drain) to keep it securely anchored to the skin, cover and protect the insertion site, and may additionally absorb exudate. When used to secure central venous or arterial catheters, a securement wound dressing for reduction of infection is intended to reduce microbial colonization around the insertion site and reduce the incidence of catheter-related bloodstream infections (CRBSI). | A solid wound dressing that contains chlorhexidine gluconate and has an adhesive backing. | A solid wound dressing that contains chlorhexidine gluconate and has an adhesive backing. | Over a vascular or percutaneous device | N | N | Ineligible
TX | CH | DII | Columns, Glc | 1 |  | N | N |  | 862.225 | 4 |  |  |  |  | N | N | Eligible
TX | CH | DJA | Column Supports, Glc | 1 |  | N | N |  | 862.225 | 4 |  |  |  |  | N | N | Eligible
TX | CH | DJO | Indicator, Cellulose Fluorescent, Tlc | 1 |  | N | N |  | 862.227 | 4 |  |  |  |  | N | N | Eligible
TX | CH | DJS | U.V. Light, Tlc | 1 |  | Y | N |  | 862.227 | 4 |  |  |  |  | N | N | Eligible
TX | CH | DJY | Ion-Exchange Chromatography | 1 |  | N | N |  | 862.223 | 4 |  |  |  |  | N | N | Eligible
TX | CH | DKG | Plate, Cellulose, Tlc | 1 |  | N | N |  | 862.227 | 4 |  |  |  |  | N | N | Eligible
TX | CH | DKK | Tanks, Developing, Tlc | 1 |  | Y | N |  | 862.227 | 4 |  |  |  |  | N | N | Eligible
TX | CH | DKO | Adsorbents, Ion-Exchange | 1 |  | N | N |  | 862.223 | 4 |  |  |  |  | N | N | Eligible
TX | CH | DKS | Plate, Silica Gel, Tlc | 1 |  | N | N |  | 862.227 | 4 |  |  |  |  | N | N | Eligible
TX | CH | DKY | Indicator, Alumina Fluorescent, Tlc | 1 |  | N | N |  | 862.227 | 4 |  |  |  |  | N | N | Eligible
TX | CH | DLC | Atomizer, Tlc | 1 |  | Y | N |  | 862.227 | 4 |  |  |  |  | N | N | Eligible
TX | CH | DLG | Coating, Liquid, Glc | 1 |  | N | N |  | 862.225 | 4 |  |  |  |  | N | N | Eligible
TX | CH | DLO | Indicator, Silica Gel Fluorescent, Tlc | 1 |  | N | N |  | 862.227 | 4 |  |  |  |  | N | N | Eligible
TX | CH | DLY | Plate, Alumina, Tlc | 1 |  | N | N |  | 862.227 | 4 |  |  |  |  | N | N | Eligible
TX | CH | DMG | Papers, Ion | 1 |  | N | N |  | 862.223 | 4 |  |  |  |  | N | N | Eligible
TX | CH | DMS | Gases, Glc | 1 |  | N | N |  | 862.225 | 4 |  |  |  |  | N | N | Eligible
TX | CH | DMZ | Liquid Chromatography, Adsorbent | 1 |  | N | N |  | 862.226 | 4 |  |  |  |  | N | N | Eligible
TX | CH | DNH | Resins, Ion-Exchange, Liquid Chromatography | 1 |  | N | N |  | 862.226 | 4 |  |  |  |  | N | N | Eligible
TX | CH | DOP | Mass Spectrometer, Clinical Use | 1 |  | N | N |  | 862.286 | 4 |  |  |  |  | N | N | Eligible
TX | CH | DPA | Apparatus, General Use, Thin Layer Chromatography | 1 |  | Y | N |  | 862.227 | 4 |  |  |  |  | N | N | Eligible
TX | CH | DPM | Columns, Liquid Chromatography | 1 |  | N | N |  | 862.226 | 4 |  |  |  |  | N | N | Eligible
TX | CH | JSQ | Chromatography For Bacterial Identification | 1 |  | N | N |  | 862.225 | 4 |  |  |  |  | N | N | Eligible
TX | CH | JXQ | Monitor, U.V., Glc | 1 |  | N | N |  | 862.225 | 4 |  |  |  |  | N | N | Eligible
TX | CH | JXR | Atomic Absorption Spectrophotometer, General Use | 1 |  | N | N |  | 862.285 | 4 |  |  |  |  | N | N | Eligible
TX | CH | KEA | Resins, Ion-Exchange | 1 |  | N | N |  | 862.223 | 4 |  |  |  |  | N | N | Eligible
TX | CH | KIE | Apparatus, High Pressure Liquid Chromatography | 1 |  | N | N |  | 862.226 | 4 |  |  |  |  | N | N | Eligible
TX | CH | KZQ | Chromatography(Gas), Clinical Use | 1 |  | N | N |  | 862.225 | 4 |  |  |  |  | N | N | Eligible
TX | CH | KZR | Chromatography (Liquid, Gel), Clinical Use | 1 |  | N | N |  | 862.226 | 4 |  |  |  |  | N | N | Eligible
TX | CH | KZS | Chromatography (Thin Layer), Clinical Use | 1 |  | N | N |  | 862.227 | 4 |  |  |  |  | N | N | Eligible
TX | CH | LDM | Instrumentation, High Pressure Liquid Chromatography | 1 |  | N | N |  | 862.226 | 4 |  |  |  |  | N | N | Eligible
TX | CH | LEQ | Detectors, Electrochemical, Liquid Chromatography | 1 |  | N | N |  | 862.226 | 4 |  |  |  |  | N | N | Eligible
TX | CH | LTB | Cyclosporine Radioimmunoassay | 2 |  | N | Y |  | 862.1235 | 1 |  |  |  |  | N | N | Eligible
TX | CH | MAR | Cyclosporine And Metabolites Serum Assay | 2 |  | N | Y |  | 862.1235 | 1 |  |  |  |  | N | N | Eligible
TX | CH | MGS | High Performance Liquid Chromatography For Cyclosporine | 2 |  | N | Y |  | 862.1235 | 1 |  |  |  |  | N | N | Eligible
TX | CH | MGU | Fluorescence Polarization Immunoassay For Cyclosporine | 2 |  | N | Y |  | 862.1235 | 1 |  |  |  |  | N | N | Eligible
TX | CH | MGV | Radioimmunoassay For Cyclosporine | 2 |  | N | Y |  | 862.1235 | 1 |  |  |  |  | N | N | Eligible
TX | CH | MKW | Cyclosporine | 2 |  | N | Y |  | 862.1235 | 1 |  |  |  |  | N | N | Eligible
TX | CH | MLM | Enzyme Immunoassay, Tracrolimus | 2 |  | N | Y |  | 862.1678 | 1 |  |  |  |  | N | N | Eligible
TX | CH | NFX | Test, Cholesterol, Total, Over The Counter | 1 |  | N | Y |  | 862.1175 | 1 |  |  |  |  | N | N | Eligible
TX | CH | NFZ | Test, Creatinine, Over The Counter | 2 |  | N | N |  | 862.1225 | 1 |  |  |  |  | N | N | Eligible
TX | CH | NGA | Test, Follicle Stimulating Hormone (Fsh), Over The Counter | 1 |  | N | N |  | 862.13 | 4 |  |  |  |  | N | N | Eligible
TX | CH | NGD | Test, Lactic Acid, Over The Counter | 1 |  | N | Y |  | 862.145 | 1 |  |  |  |  | N | N | Eligible
TX | CH | NGE | Test, Luteinizing Hormone (Lh), Over The Counter | 1 |  | N | N |  | 862.1485 | 4 |  |  |  |  | N | N | Eligible
TX | CH | NGJ | Test, Nitrite, Urinary, Non-Quantitative, Over The Counter | 1 |  | N | Y |  | 862.151 | 1 |  |  |  |  | N | N | Eligible
TX | CH | NGO | Test, Triglycerides, Over The Counter | 1 |  | N | Y |  | 862.1705 | 1 |  |  |  |  | N | N | Eligible
TX | CH | PFT | Reagents For Molecular Diagnostic Test Systems | 1 |  | N | N |  | 862.38 | 4 | A kit that is a set of reagents and consumables used in the processing of human genomic DNA samples derived from peripheral whole blood, and in the subsequent targeted re-sequencing of the resulting sample libraries. User-supplied analyte specific reagents are required for the preparation of libraries targeting specific genomic regions of interest. The kit is intended for use as part of molecular diagnostic test systems. | Individual reagents or reagent packages | Not applicable | Not applicable | N | N | Eligible
TX | CH | PQO | Anti-M�llerian Hormone Test System | 2 |  | N | N |  | 862.1092 | 1 | An Anti-M�llerian hormone test system is an in vitro diagnostic device intended to measure anti-M�llerian hormone in human serum and plasma. The test is intended to be used as an aid for assessing ovarian reserve in women. | In vitro diagnostic device, reagent | mmunoassay, other | Fertility, diagnosis | N | N | Eligible
TX | CH | QKE | Immunoassay, Pregnanediol Glucuronide, Over The Counter | 1 |  | N | N |  | 862.162 | 4 | Over-the-counter detection of pregnanediol glucuronide for the confirmation of ovulation | Immunoassay. | Immunoassay. | In vitro diagnostic device. | N | N | Ineligible
TX | CH | QKT | Clozapine Test System | 2 |  | N | N |  | 862.3245 | 1 | A clozapine test system is intended for the in vitro quantitative measurement of clozapine in human specimens. | In vitro diagnostic device | Immunoassay | Human specimens | N | N | Ineligible
TX | CH | QWH | Prognostic Test For Development Or Progression Of Preeclampsia | 2 |  | N | N |  | 862.1602 | 1 | A prognostic test for development or progression of preeclampsia is an in vitro diagnostic device intended to measure one or more analytes obtained from human samples. A prognostic test for development or progression of preeclampsia is indicated as an aid in the risk assessment for the development or progression of preeclampsia. This device is not intended for diagnosis of any disease. | Reagents, calibrators, controls, and instrument | Immunoassay | Blood specimen | N | N | Ineligible
TX | HE | NGB | Test, Glycosylated Hemoglobin, Over The Counter | 2 |  | N | N |  | 864.747 | 1 |  |  |  |  | N | N | Eligible
TX | HE | NGK | Test, Occult Blood, Over The Counter | 2 |  | N | Y |  | 864.655 | 1 |  |  |  |  | N | N | Eligible
TX | IM | NTV | Myeloperoxidase, Immunoassay, System, Test | 2 |  | N | Y |  | 866.56 | 1 | MYELOPEROXIDASE, IMMUNOASSAY, SYSTEM, TEST IS INTENDED TO MEASURE MYELOPEROXIDASE IN HUMAN PLASMA, TO BE USED IN CONJUNCTION WITH CLINICAL HISTORY, ECG AND CARDIAC BIOMARKERS TO EVALUATE PATIENTS PRESENTING WITH CHEST PAIN THAT ARE AT RISK FOR MAJOR ADVERSE CARDIAC EVENTS, INCLUDING MYOCARDIAL INFARCTION, NEED FOR REVASCULARIZATION, OR DEATH. |  |  |  | N | N | Eligible
TX | IM | PFF | High Throughput Dna Sequence Analyzer | 2 |  | N | N |  | 862.2265 | 4 | A high throughput sequencing technology performing targeted DNA sequencing of amplicons from a defined genetic region or a subset of genes in human genomic DNA from a clinical sample. | sequencing instrument and associated software | A high throughput DNA sequence analyzer is an automated clinical multiplex instrument system intended to prepare, generate, measure and sort signals in order to analyze DNA molecules of amplicons from a clinical sample such as peripheral whole blood. Signals produced are measured and interpreted by accompanying software into DNA sequence information. | human genomic DNA from a clinical sample | N | N | Eligible
TX | TX | DIC | Alcohol Dehydrogenase, Specific Reagent For Ethanol Enzyme Method | 2 |  | N | Y |  | 862.304 | 1 |  |  |  |  | N | N | Eligible
TX | TX | DID | Bacillus Subtilis Microbiology Assay, Tobramycin | 2 |  | N | Y |  | 862.39 | 1 |  |  |  |  | N | N | Eligible
TX | TX | DIE | Heavy Metals Control Materials | 1 |  | N | N |  | 862.328 | 4 |  |  |  |  | N | N | Eligible
TX | TX | DIF | Drug Mixture Control Materials | 1 |  | N | N |  | 862.328 | 4 |  |  |  |  | N | N | Eligible
TX | TX | DIG | Cholinesterase Test Paper | 1 |  | N | N |  | 862.324 | 4 |  |  |  |  | N | N | Eligible
TX | TX | DIH | Colorimetry, Cholinesterase | 1 |  | N | N |  | 862.324 | 4 |  |  |  |  | N | N | Eligible
TX | TX | DIJ | Lead, Delta Amino Levulinic Acid | 2 |  | N | N |  | 862.355 | 1 |  |  |  |  | N | N | Eligible
TX | TX | DIK | Thin Layer Chromatography, Quinine | 1 |  | N | Y |  | 862.375 | 1 |  |  |  |  | N | N | Eligible
TX | TX | DIL | Radioimmunoassay, Primidone | 2 |  | N | Y |  | 862.368 | 1 |  |  |  |  | N | N | Eligible
TX | TX | DIM | Gas Chromatography, Salicylate | 2 |  | N | Y |  | 862.383 | 1 |  |  |  |  | N | N | Eligible
TX | TX | DIN | Gas Chromatography, Cocaine | 2 |  | N | Y |  | 862.325 | 1 |  |  |  |  | N | N | Eligible
TX | TX | DIO | Enzyme Immunoassay, Cocaine And Cocaine Metabolites | 2 |  | N | Y |  | 862.325 | 1 |  |  |  |  | N | N | Eligible
TX | TX | DIP | Enzyme Immunoassay, Diphenylhydantoin | 2 |  | N | Y |  | 862.335 | 1 |  |  |  |  | N | N | Eligible
TX | TX | DIQ | Radioimmunoassay, Morphine (3-H), Goat Antibody Ammonium Sulfate Sep. | 2 |  | N | Y |  | 862.364 | 1 |  |  |  |  | N | N | Eligible
TX | TX | DIR | Free Radical Assay, Cocaine | 2 |  | N | Y |  | 862.325 | 1 |  |  |  |  | N | N | Eligible
TX | TX | DIS | Enzyme Immunoassay, Barbiturate | 2 |  | N | Y |  | 862.315 | 1 |  |  |  |  | N | N | Eligible
TX | TX | DIT | Thin Layer Chromatography, Amphetamine | 2 |  | N | Y |  | 862.31 | 1 |  |  |  |  | N | N | Eligible
TX | TX | DIW | Hemagglutination Inhibition, Methadone | 2 |  | N | Y |  | 862.362 | 1 |  |  |  |  | N | N | Eligible
TX | TX | DIX | Thin Layer Chromatography, Phenobarbital | 2 |  | N | Y |  | 862.366 | 1 |  |  |  |  | N | N | Eligible
TX | TX | DIY | Gas Chromatography, Ethosuximide | 2 |  | N | Y |  | 862.338 | 1 |  |  |  |  | N | N | Eligible
TX | TX | DIZ | Delayed Analysis, Alcohol | 2 |  | N | Y |  | 862.304 | 1 |  |  |  |  | N | N | Eligible
TX | TX | DJB | Radioimmunoassay, Gentamicin (125-I), Second Antibody Sep. | 2 |  | N | Y |  | 862.345 | 1 |  |  |  |  | N | N | Eligible
TX | TX | DJC | Thin Layer Chromatography, Methamphetamine | 2 |  | N | Y |  | 862.361 | 1 |  |  |  |  | N | N | Eligible
TX | TX | DJD | Enzyme Immunoassay, Primidone | 2 |  | N | Y |  | 862.368 | 1 |  |  |  |  | N | N | Eligible
TX | TX | DJE | Thin Layer Chromatography, Salicylate | 2 |  | N | Y |  | 862.383 | 1 |  |  |  |  | N | N | Eligible
TX | TX | DJF | Gas Chromatography, Opiates | 2 |  | N | Y |  | 862.365 | 1 |  |  |  |  | N | N | Eligible
TX | TX | DJG | Enzyme Immunoassay, Opiates | 2 |  | N | Y |  | 862.365 | 1 |  |  |  |  | N | N | Eligible
TX | TX | DJH | Gas Chromatography, Phenobarbital | 2 |  | N | Y |  | 862.366 | 1 |  |  |  |  | N | N | Eligible
TX | TX | DJI | Antiserum, Gentamicin | 2 |  | N | Y |  | 862.345 | 1 |  |  |  |  | N | N | Eligible
TX | TX | DJJ | Fluorometry, Morphine | 2 |  | N | Y |  | 862.364 | 1 |  |  |  |  | N | N | Eligible
TX | TX | DJK | Digitoxin Control Serum, Ria | 1 |  | N | N |  | 862.328 | 4 |  |  |  |  | N | N | Eligible
TX | TX | DJL | Free Radical Assay, Amphetamine | 2 |  | N | Y |  | 862.31 | 1 |  |  |  |  | N | N | Eligible
TX | TX | DJN | Mercury Dithiazone, Colorimetry, Barbiturate | 2 |  | N | Y |  | 862.315 | 1 |  |  |  |  | N | N | Eligible
TX | TX | DJP | Radioimmunoassay, Amphetamine | 2 |  | N | Y |  | 862.31 | 1 |  |  |  |  | N | N | Eligible
TX | TX | DJQ | Test Reagents For Phenothiazine | 2 |  | N | Y |  | 862.367 | 1 |  |  |  |  | N | N | Eligible
TX | TX | DJR | Enzyme Immunoassay, Methadone | 2 |  | N | Y |  | 862.362 | 1 |  |  |  |  | N | N | Eligible
TX | TX | DJX | Radioimmunoassay, Ethosuximide | 2 |  | N | Y |  | 862.338 | 1 |  |  |  |  | N | N | Eligible
TX | TX | DJZ | Devices, Breath Trapping, Alcohol | 1 |  | N | N |  | 862.305 | 4 |  |  |  |  | N | N | Eligible
TX | TX | DKA | Antiserum, Digoxin | 2 |  | N | Y |  | 862.332 | 1 |  |  |  |  | N | N | Eligible
TX | TX | DKB | Calibrators, Drug Mixture | 2 |  | N | N |  | 862.32 | 4 |  |  |  |  | N | N | Eligible
TX | TX | DKC | Alcohol Control Materials | 1 |  | N | N |  | 862.328 | 4 |  |  |  |  | N | N | Eligible
TX | TX | DKD | Bacillus Subtilis, Microbiological Assay, Gentamicin | 2 |  | N | Y |  | 862.345 | 1 |  |  |  |  | N | N | Eligible
TX | TX | DKE | Reagents, Test, Tetrahydrocannabinol | 2 |  | N | Y |  | 862.387 | 1 |  |  |  |  | N | N | Eligible
TX | TX | DKH | Gas Chromatography, Diphenylhydantoin | 2 |  | N | Y |  | 862.335 | 1 |  |  |  |  | N | N | Eligible
TX | TX | DKJ | Colorimetry, Salicylate | 2 |  | N | Y |  | 862.383 | 1 |  |  |  |  | N | N | Eligible
TX | TX | DKN | Radioimmunoassay, Barbiturate | 2 |  | N | Y |  | 862.315 | 1 |  |  |  |  | N | N | Eligible
TX | TX | DKP | Radioimmunoassay, Phenobarbital | 2 |  | N | Y |  | 862.366 | 1 |  |  |  |  | N | N | Eligible
TX | TX | DKQ | Antiserum, Digitoxin | 2 |  | N | Y |  | 862.33 | 1 |  |  |  |  | N | N | Eligible
TX | TX | DKR | Thin Layer Chromatography, Methadone | 2 |  | N | Y |  | 862.362 | 1 |  |  |  |  | N | N | Eligible
TX | TX | DKT | Free Radical Assay, Opiates | 2 |  | N | Y |  | 862.365 | 1 |  |  |  |  | N | N | Eligible
TX | TX | DKW | Test Reagents For Sulphanimide Derivatives | 1 |  | N | Y |  | 862.385 | 1 |  |  |  |  | N | N | Eligible
TX | TX | DKX | Thin Layer Chromatography, Barbiturate | 2 |  | N | Y |  | 862.315 | 1 |  |  |  |  | N | N | Eligible
TX | TX | DKZ | Enzyme Immunoassay, Amphetamine | 2 |  | N | Y |  | 862.31 | 1 |  |  |  |  | N | N | Eligible
TX | TX | DLA | Test Reagents For Methyl Alcohol | 2 |  | N | Y |  | 862.304 | 1 |  |  |  |  | N | N | Eligible
TX | TX | DLB | Radioimmunoassay, Lsd (125-I) | 2 |  | N | Y |  | 862.358 | 1 |  |  |  |  | N | N | Eligible
TX | TX | DLD | Thin Layer Chromatography, Codeine | 2 |  | N | Y |  | 862.327 | 1 |  |  |  |  | N | N | Eligible
TX | TX | DLE | Reagents, Test, Bromides | 2 |  | N | Y |  | 862.3645 | 1 |  |  |  |  | N | N | Eligible
TX | TX | DLF | Enzyme Immunoassay, Ethosuximide | 2 |  | N | Y |  | 862.338 | 1 |  |  |  |  | N | N | Eligible
TX | TX | DLH | Gas Chromatography, Alcohol | 2 |  | N | Y |  | 862.304 | 1 |  |  |  |  | N | N | Eligible
TX | TX | DLI | Acetylcholine Chloride, Specific Reagent For Pseudo Cholinesterase | 1 |  | N | N |  | 862.324 | 4 |  |  |  |  | N | N | Eligible
TX | TX | DLJ | Calibrators, Drug Specific | 2 |  | N | N |  | 862.32 | 4 |  |  |  |  | N | N | Eligible
TX | TX | DLN | Hemagglutination, Cocaine Metabolites (Benzoylecgnonine) | 2 |  | N | Y |  | 862.325 | 1 |  |  |  |  | N | N | Eligible
TX | TX | DLP | Radioimmunoassay, Diphenylhydantoin | 2 |  | N | Y |  | 862.335 | 1 |  |  |  |  | N | N | Eligible
TX | TX | DLR | Hemagglutination Inhibition, Morphine | 2 |  | N | Y |  | 862.364 | 1 |  |  |  |  | N | N | Eligible
TX | TX | DLS | Gas Chromatograph, Alcohol (Dedicated Instruments) | 2 |  | N | Y |  | 862.304 | 1 |  |  |  |  | N | N | Eligible
TX | TX | DLT | Hemagglutination, Opiates | 2 |  | N | Y |  | 862.365 | 1 |  |  |  |  | N | N | Eligible
TX | TX | DLX | Hemagglutination Inhibition, Barbiturate | 2 |  | N | Y |  | 862.315 | 1 |  |  |  |  | N | N | Eligible
TX | TX | DLZ | Enzyme Immunoassay, Phenobarbital | 2 |  | N | Y |  | 862.366 | 1 |  |  |  |  | N | N | Eligible
TX | TX | DMB | Gas Chromatography, Methadone | 2 |  | N | Y |  | 862.362 | 1 |  |  |  |  | N | N | Eligible
TX | TX | DMF | Gas Liquid Chromatography, Barbiturate | 2 |  | N | Y |  | 862.315 | 1 |  |  |  |  | N | N | Eligible
TX | TX | DMI | Potassium Dichromate Specific Reagent For Alcohol | 2 |  | N | Y |  | 862.304 | 1 |  |  |  |  | N | N | Eligible
TX | TX | DMJ | Test Reagents For Ethyl Alcohol | 2 |  | N | Y |  | 862.304 | 1 |  |  |  |  | N | N | Eligible
TX | TX | DMK | Lead, Protoporphyrin, Fluorometric | 2 |  | N | N |  | 862.355 | 1 |  |  |  |  | N | N | Eligible
TX | TX | DML | Nad-Nadh, Specific Reagent For Alcohol Enzyme Method | 2 |  | N | Y |  | 862.304 | 1 |  |  |  |  | N | N | Eligible
TX | TX | DMN | Thin Layer Chromatography, Cocaine | 2 |  | N | Y |  | 862.325 | 1 |  |  |  |  | N | N | Eligible
TX | TX | DMP | Digoxin Control Serum, Ria | 1 |  | N | N |  | 862.328 | 4 |  |  |  |  | N | N | Eligible
TX | TX | DMQ | Gas Chromatography, Primidone | 2 |  | N | Y |  | 862.368 | 1 |  |  |  |  | N | N | Eligible
TX | TX | DMR | Solution, M-Nitrophenol, Specific Reagent For Cholinesterase | 1 |  | N | N |  | 862.324 | 4 |  |  |  |  | N | N | Eligible
TX | TX | DMT | Enzymatic Method, Alcohol Dehydrogenase, Ultraviolet | 2 |  | N | Y |  | 862.304 | 1 |  |  |  |  | N | N | Eligible
TX | TX | DMX | Liquid Chromatography, Salicylate | 2 |  | N | Y |  | 862.383 | 1 |  |  |  |  | N | N | Eligible
TX | TX | DMY | Gas Chromatography, Morphine | 2 |  | N | Y |  | 862.364 | 1 |  |  |  |  | N | N | Eligible
TX | TX | DNA | Radioimmunoassay, Morphine-Barbiturate (125-I), Goat Antibody | 2 |  | N | Y |  | 862.364 | 1 |  |  |  |  | N | N | Eligible
TX | TX | DNC | Strip, Paper, Salicylate | 2 |  | N | Y |  | 862.383 | 1 |  |  |  |  | N | N | Eligible
TX | TX | DND | Radioimmunoassay, Digitoxin (125-I), Rabbit Antibody, Solid Phase Sep. | 2 |  | N | Y |  | 862.33 | 1 |  |  |  |  | N | N | Eligible
TX | TX | DNE | Atomic Absorption, Antimony | 1 |  | N | Y |  | 862.311 | 1 |  |  |  |  | N | N | Eligible
TX | TX | DNF | Liquid Chromatography, Ethosuximide | 2 |  | N | Y |  | 862.338 | 1 |  |  |  |  | N | N | Eligible
TX | TX | DNG | Free Radical, Benzoylecgnonine | 2 |  | N | Y |  | 862.325 | 1 |  |  |  |  | N | N | Eligible
TX | TX | DNI | Liquid Chromatography, Amphetamine | 2 |  | N | Y |  | 862.31 | 1 |  |  |  |  | N | N | Eligible
TX | TX | DNJ | Radioimmunoassay, Digoxin (125-I), Goat Antibody, 2nd Antibody Sep. | 2 |  | N | Y |  | 862.332 | 1 |  |  |  |  | N | N | Eligible
TX | TX | DNK | Thin Layer Chromatography, Morphine | 2 |  | N | Y |  | 862.364 | 1 |  |  |  |  | N | N | Eligible
TX | TX | DNL | Radioimmunoassay, Digoxin (125-I), Rabbit Antibody, Second Antibody Sep. | 2 |  | N | Y |  | 862.332 | 1 |  |  |  |  | N | N | Eligible
TX | TX | DNN | Calibrators, Ethyl Alcohol | 2 |  | N | N |  | 862.32 | 4 |  |  |  |  | N | N | Eligible
TX | TX | DNO | Hemagglutination Inhibition, Gentamicin | 2 |  | N | Y |  | 862.345 | 1 |  |  |  |  | N | N | Eligible
TX | TX | DNP | Thin Layer Chromatography, Ethosuximide | 2 |  | N | Y |  | 862.338 | 1 |  |  |  |  | N | N | Eligible
TX | TX | DNQ | Radioimmunoassay, Digoxin (3-H), Rabbit Antibody, Coated Tubes Sep. | 2 |  | N | Y |  | 862.332 | 1 |  |  |  |  | N | N | Eligible
TX | TX | DNS | Radioimmunoassay, Digoxin (125-I), Rabbit Antibody, Double Label Sep. | 2 |  | N | Y |  | 862.332 | 1 |  |  |  |  | N | N | Eligible
TX | TX | DNT | Liquid Chromatography, Methadone | 2 |  | N | Y |  | 862.362 | 1 |  |  |  |  | N | N | Eligible
TX | TX | DNW | Radioimmunoassay, Digitoxin (3-H), Rabbit Antibody, Charcoal Sep. | 2 |  | N | Y |  | 862.33 | 1 |  |  |  |  | N | N | Eligible
TX | TX | DNX | Lead, Protoporphyrin Zinc Method, Fluorometric | 2 |  | N | N |  | 862.355 | 1 |  |  |  |  | N | N | Eligible
TX | TX | DNZ | Atomic Absorption, Arsenic | 1 |  | N | Y |  | 862.312 | 1 |  |  |  |  | N | N | Eligible
TX | TX | DOA | Radioimmunoassay, Digoxin (125-I), Goat Antibody, Anion Exchange, Resin Sep. | 2 |  | N | Y |  | 862.332 | 1 |  |  |  |  | N | N | Eligible
TX | TX | DOB | Radioimmunoassay, Digitoxin (3-H) | 2 |  | N | Y |  | 862.33 | 1 |  |  |  |  | N | N | Eligible
TX | TX | DOD | Gas Chromatography, Amphetamine | 2 |  | N | Y |  | 862.31 | 1 |  |  |  |  | N | N | Eligible
TX | TX | DOE | Radioimmunoassay, Morphine (125-I), Goat Antibody Ammonium Sulfate Sep. | 2 |  | N | Y |  | 862.364 | 1 |  |  |  |  | N | N | Eligible
TX | TX | DOF | Lead, Atomic Absorption | 2 |  | N | N |  | 862.355 | 1 |  |  |  |  | N | N | Ineligible
TX | TX | DOG | Radioimmunoassay, Digoxin (125-I), Rabbit Antibody, Polyethylene Glycol | 2 |  | N | Y |  | 862.332 | 1 |  |  |  |  | N | N | Eligible
TX | TX | DOH | Electrometry, Cholinesterase | 1 |  | N | N |  | 862.324 | 4 |  |  |  |  | N | N | Eligible
TX | TX | DOJ | Potassium Dichromate, Alcohol | 2 |  | N | Y |  | 862.304 | 1 |  |  |  |  | N | N | Eligible
TX | TX | DOK | Free Radical Assay, Morphine | 2 |  | N | Y |  | 862.364 | 1 |  |  |  |  | N | N | Eligible
TX | TX | DOL | Free Radical Assay, Lsd | 2 |  | N | Y |  | 862.358 | 1 |  |  |  |  | N | N | Eligible
TX | TX | DOM | Thin Layer Chromatography, Benzoylecgnonine | 2 |  | N | Y |  | 862.325 | 1 |  |  |  |  | N | N | Eligible
TX | TX | DON | Radioimmunoassay, Digoxin (125-I), Rabbit Antibody, Solid Phase Sep. | 2 |  | N | Y |  | 862.332 | 1 |  |  |  |  | N | N | Eligible
TX | TX | DOO | Liquid Chromatography, Phenobarbital | 2 |  | N | Y |  | 862.366 | 1 |  |  |  |  | N | N | Eligible
TX | TX | DOR | Radioimmunoassay, Digoxin (3-H), Bovine Antibody, Charcoal Sep. | 2 |  | N | Y |  | 862.332 | 1 |  |  |  |  | N | N | Eligible
TX | TX | DOS | Thin Layer Chromatography, Primidone | 2 |  | N | Y |  | 862.368 | 1 |  |  |  |  | N | N | Eligible
TX | TX | DOW | Radioimmunoassay, Digitoxin (3-H), Rabbit Antibody, Coated Tube | 2 |  | N | Y |  | 862.33 | 1 |  |  |  |  | N | N | Eligible
TX | TX | DOX | Fluorometer, Lead (Dedicated Instruments) | 2 |  | N | N |  | 862.355 | 1 |  |  |  |  | N | N | Eligible
TX | TX | DOY | Radioimmunoassay, Digoxin (3-H), Goat Antibody, 2nd Antibody Sep. | 2 |  | N | Y |  | 862.332 | 1 |  |  |  |  | N | N | Eligible
TX | TX | DOZ | Liquid Chromatography, Diphenylhydantoin | 2 |  | N | Y |  | 862.335 | 1 |  |  |  |  | N | N | Eligible
TX | TX | DPB | Radioimmunoassay, Digoxin (125-I), Rabbit Antibody, Charcoal Sep. | 2 |  | N | Y |  | 862.332 | 1 |  |  |  |  | N | N | Eligible
TX | TX | DPD | Radioimmunoassay, Digoxin (3-H), Rabbit Antibody, Charcoal Sep. | 2 |  | N | Y |  | 862.332 | 1 |  |  |  |  | N | N | Eligible
TX | TX | DPE | Thin Layer Chromatography, Diphenylhydantoin | 2 |  | N | Y |  | 862.335 | 1 |  |  |  |  | N | N | Eligible
TX | TX | DPG | Radioimmunoassay, Digitoxin (125-I), Rabbit Antibody, Coated Tube Sep. | 2 |  | N | Y |  | 862.33 | 1 |  |  |  |  | N | N | Eligible
TX | TX | DPH | Mercury, Atomic Absorption | 1 |  | N | Y |  | 862.36 | 1 |  |  |  |  | N | N | Eligible
TX | TX | DPI | Radioimmunoassay, Digoxin (125-I), Bovine Antibody, Charcoal Sep. | 2 |  | N | Y |  | 862.332 | 1 |  |  |  |  | N | N | Eligible
TX | TX | DPJ | Radioimmunoassay, Amphetamine (125-I), Goat Antibody, Ammonium Sulfate Sep. | 2 |  | N | Y |  | 862.31 | 1 |  |  |  |  | N | N | Eligible
TX | TX | DPK | Liquid Chromatography, Morphine | 2 |  | N | Y |  | 862.364 | 1 |  |  |  |  | N | N | Eligible
TX | TX | DPL | Radioimmunoassay, Digitoxin (125-I), Bovine Antibody, Charcoal Sep. | 2 |  | N | Y |  | 862.33 | 1 |  |  |  |  | N | N | Eligible
TX | TX | DPN | Thin Layer Chromatography, Propoxyphene | 2 |  | N | Y |  | 862.37 | 1 |  |  |  |  | N | N | Eligible
TX | TX | DPO | Radioimmunoassay, Digoxin (125-I), Rabbit Antibody, Coated Tube Sep. | 2 |  | N | Y |  | 862.332 | 1 |  |  |  |  | N | N | Eligible
TX | TX | DPP | Free Radical Assay, Methadone | 2 |  | N | Y |  | 862.362 | 1 |  |  |  |  | N | N | Eligible
TX | TX | DPQ | Liquid Chromatography, Primidone | 2 |  | N | Y |  | 862.368 | 1 |  |  |  |  | N | N | Eligible
TX | TX | JIH | Flame Photometry, Lithium | 2 |  | N | Y |  | 862.356 | 1 |  |  |  |  | N | N | Eligible
TX | TX | JII | Atomic Absorption, Lithium | 2 |  | N | Y |  | 862.356 | 1 |  |  |  |  | N | N | Eligible
TX | TX | JKQ | Gold Chloride (Colorimetric), Bromide | 2 |  | N | Y |  | 862.3645 | 1 |  |  |  |  | N | N | Eligible
TX | TX | JKS | Spectral Absorb. Curve, Oxyhemoglobin, Carboxyhemoglobin, Carbon-Monoxide | 1 |  | N | N |  | 862.322 | 4 |  |  |  |  | N | N | Eligible
TX | TX | JKT | Gas Chromatograph, Carbon-Monoxide | 1 |  | N | N |  | 862.322 | 4 |  |  |  |  | N | N | Eligible
TX | TX | JXM | Enzyme Immunoassay, Benzodiazepine | 2 |  | N | Y |  | 862.317 | 1 |  |  |  |  | N | N | Eligible
TX | TX | JXN | Enzyme Immunoassay, Propoxyphene | 2 |  | N | Y |  | 862.37 | 1 |  |  |  |  | N | N | Eligible
TX | TX | JXO | Enzyme Immunoassay, Cocaine | 2 |  | N | Y |  | 862.325 | 1 |  |  |  |  | N | N | Eligible
TX | TX | KJI | Radioimmunoassay, Kanamycin | 2 |  | N | Y |  | 862.352 | 1 |  |  |  |  | N | N | Eligible
TX | TX | KLB | Radioimmunoassay, Tobramycin | 2 |  | N | Y |  | 862.39 | 1 |  |  |  |  | N | N | Eligible
TX | TX | KLN | Radioimmunoassay, Cocaine Metabolite | 2 |  | N | Y |  | 862.325 | 1 |  |  |  |  | N | N | Eligible
TX | TX | KLO | Enzymatic Radiochemical Assay, Gentamicin | 2 |  | N | Y |  | 862.345 | 1 |  |  |  |  | N | N | Eligible
TX | TX | KLP | Amikacin Serum Assay | 2 |  | N | Y |  | 862.3035 | 1 |  |  |  |  | N | N | Eligible
TX | TX | KLQ | Radioimmunoassay, Amikacin | 2 |  | N | Y |  | 862.3035 | 1 |  |  |  |  | N | N | Eligible
TX | TX | KLR | Enzyme Immunoassay, Lidocaine | 2 |  | N | Y |  | 862.3555 | 1 |  |  |  |  | N | N | Eligible
TX | TX | KLS | Enzyme Immunoassay, Theophylline | 2 |  | N | Y |  | 862.388 | 1 |  |  |  |  | N | N | Eligible
TX | TX | KLT | Enzyme Immunoassay, Carbamazepine | 2 |  | N | Y |  | 862.3645 | 1 |  |  |  |  | N | N | Eligible
TX | TX | KXS | Radioimmunoassay, Methaqualone | 2 |  | N | Y |  | 862.363 | 1 |  |  |  |  | N | N | Eligible
TX | TX | KXT | Enzyme Immunoassay, Digoxin | 2 |  | N | Y |  | 862.332 | 1 |  |  |  |  | N | N | Eligible
TX | TX | KZT | Kit, Disc, Agar Gel Diffusion, Determine Serum Levels Of Gentamicin | 2 |  | N | Y |  | 862.345 | 1 |  |  |  |  | N | N | Eligible
TX | TX | KZW | Kit, Disc, Agar Gel Diffusion, Determine Serum Levels Of Kanamycin | 2 |  | N | Y |  | 862.352 | 1 |  |  |  |  | N | N | Eligible
TX | TX | KZX | Kit, Disc, Agar Gel Diffusion, Determine Serum Levels Of Tobramycin | 2 |  | N | Y |  | 862.39 | 1 |  |  |  |  | N | N | Eligible
TX | TX | KZY | High Pressure Liquid Chromatography, Barbiturate | 2 |  | N | Y |  | 862.315 | 1 |  |  |  |  | N | N | Eligible
TX | TX | KZZ | Gas Chromatography, Benzodiazepine | 2 |  | N | Y |  | 862.317 | 1 |  |  |  |  | N | N | Eligible
TX | TX | LAA | High Pressure Liquid Chromatography, Benzodiazepine | 2 |  | N | Y |  | 862.317 | 1 |  |  |  |  | N | N | Eligible
TX | TX | LAB | Thin Layer Chromatography, Benzodiazepine | 2 |  | N | Y |  | 862.317 | 1 |  |  |  |  | N | N | Eligible
TX | TX | LAC | High Pressure Liquid Chromatography, Cocaine And Cocaine Metabolites | 2 |  | N | Y |  | 862.325 | 1 |  |  |  |  | N | N | Eligible
TX | TX | LAD | Gas Chromatography, Codeine | 2 |  | N | Y |  | 862.327 | 1 |  |  |  |  | N | N | Eligible
TX | TX | LAE | High Pressure Liquid Chromatography, Codeine | 2 |  | N | Y |  | 862.327 | 1 |  |  |  |  | N | N | Eligible
TX | TX | LAF | Gas Chromatography, Methamphetamine | 2 |  | N | Y |  | 862.361 | 1 |  |  |  |  | N | N | Eligible
TX | TX | LAG | High Pressure Liquid Chromatography, Methamphetamine | 2 |  | N | Y |  | 862.361 | 1 |  |  |  |  | N | N | Eligible
TX | TX | LAH | High Pressure Liquid Chromatography, Opiates | 2 |  | N | Y |  | 862.365 | 1 |  |  |  |  | N | N | Eligible
TX | TX | LAI | Thin Layer Chromatography, Opiates | 2 |  | N | Y |  | 862.365 | 1 |  |  |  |  | N | N | Eligible
TX | TX | LAJ | Gas Chromatography, Propoxyphene | 2 |  | N | Y |  | 862.37 | 1 |  |  |  |  | N | N | Eligible
TX | TX | LAK | High Pressure Liquid Chromatography, Propoxyphene | 2 |  | N | Y |  | 862.37 | 1 |  |  |  |  | N | N | Eligible
TX | TX | LAL | Eas Chromatography, Quinine | 1 |  | N | Y |  | 862.375 | 1 |  |  |  |  | N | N | Eligible
TX | TX | LAM | High Pressure Liquid Chromatography, Quinine | 1 |  | N | Y |  | 862.375 | 1 |  |  |  |  | N | N | Eligible
TX | TX | LAN | Enzyme Immunoassay, N-Acetylprocainamide | 2 |  | N | Y |  | 862.332 | 1 |  |  |  |  | N | N | Eligible
TX | TX | LAR | Enzyme Immunoassay, Procainamide | 2 |  | N | Y |  | 862.332 | 1 |  |  |  |  | N | N | Eligible
TX | TX | LAS | Drug Specific Control Materials | 1 |  | N | N |  | 862.328 | 4 |  |  |  |  | N | N | Eligible
TX | TX | LAT | Radioimmunoassay, Cannabinoid(S) | 2 |  | N | Y |  | 862.387 | 1 |  |  |  |  | N | N | Eligible
TX | TX | LAW | Theophylline Control Materials | 1 |  | N | N |  | 862.328 | 4 |  |  |  |  | N | N | Eligible
TX | TX | LAX | Lidocaine Control Materials | 1 |  | N | N |  | 862.328 | 4 |  |  |  |  | N | N | Eligible
TX | TX | LAY | Methotrexate Control Materials | 1 |  | N | N |  | 862.328 | 4 |  |  |  |  | N | N | Eligible
TX | TX | LAZ | N-Acetylprocainamide Control Materials | 1 |  | N | N |  | 862.328 | 4 |  |  |  |  | N | N | Eligible
TX | TX | LBA | Procainamide Control Materials | 1 |  | N | N |  | 862.328 | 4 |  |  |  |  | N | N | Eligible
TX | TX | LBZ | Enzyme Immunoassay, Quinidine | 2 |  | N | Y |  | 862.332 | 1 |  |  |  |  | N | N | Eligible
TX | TX | LCA | Radioimmunoassay, Theophylline | 2 |  | N | Y |  | 862.388 | 1 |  |  |  |  | N | N | Eligible
TX | TX | LCD | Enzyme Immunoassay, Gentamicin | 2 |  | N | Y |  | 862.345 | 1 |  |  |  |  | N | N | Eligible
TX | TX | LCE | Radioimmunoassay, Netilmicin (I-125) | 2 |  | N | N |  | 862.345 | 1 |  |  |  |  | N | N | Eligible
TX | TX | LCQ | Fluorescent Immunoassay Gentamicin | 2 |  | N | Y |  | 862.345 | 1 |  |  |  |  | N | N | Eligible
TX | TX | LCR | Fluorescent Immunoassay, Tobramycin | 2 |  | N | Y |  | 862.39 | 1 |  |  |  |  | N | N | Eligible
TX | TX | LCS | Radioimmunoassay, Digoxin (125-I) | 2 |  | N | Y |  | 862.332 | 1 |  |  |  |  | N | N | Eligible
TX | TX | LCT | Radioimmunoassay, Digoxin (3-H) | 2 |  | N | Y |  | 862.332 | 1 |  |  |  |  | N | N | Eligible
TX | TX | LCW | Radioimmunoassay, Digitoxin (125-I) | 2 |  | N | Y |  | 862.33 | 1 |  |  |  |  | N | N | Eligible
TX | TX | LCY | U.V. Spectrometry, Theophylline | 2 |  | N | Y |  | 862.388 | 1 |  |  |  |  | N | N | Eligible
TX | TX | LCZ | U.V. Spectrometry, Primidone | 2 |  | N | Y |  | 862.368 | 1 |  |  |  |  | N | N | Eligible
TX | TX | LDA | U.V. Spectrometry, Phenobarbital | 2 |  | N | Y |  | 862.366 | 1 |  |  |  |  | N | N | Eligible
TX | TX | LDB | U.V. Spectrometry, Carbamazepine | 2 |  | N | Y |  | 862.3645 | 1 |  |  |  |  | N | N | Eligible
TX | TX | LDC | U.V. Spectrometry, Diphenylhydantoin | 2 |  | N | Y |  | 862.335 | 1 |  |  |  |  | N | N | Eligible
TX | TX | LDJ | Enzyme Immunoassay, Cannabinoids | 2 |  | N | Y |  | 862.387 | 1 |  |  |  |  | N | N | Eligible
TX | TX | LDN | Enzymatic Radiochemical Assay, Amikacin | 2 |  | N | Y |  | 862.3035 | 1 |  |  |  |  | N | N | Eligible
TX | TX | LDO | Enzymatic Radiochemical Assay, Tobramycin | 2 |  | N | Y |  | 862.39 | 1 |  |  |  |  | N | N | Eligible
TX | TX | LDP | Colorimetry, Acetaminophen | 2 |  | N | Y |  | 862.303 | 1 |  |  |  |  | N | N | Eligible
TX | TX | LEG | Enzyme Immunoassay, Valproic Acid | 2 |  | N | Y |  | 862.3645 | 1 |  |  |  |  | N | N | Eligible
TX | TX | LEH | Radioimmunoassay, Vancomycin | 2 |  | N | Y |  | 862.395 | 1 |  |  |  |  | N | N | Eligible
TX | TX | LER | Fluorescent Immunoassay, Theophylline | 2 |  | N | Y |  | 862.388 | 1 |  |  |  |  | N | N | Eligible
TX | TX | LES | Fluorescent Immunoassay, Diphenylhydantoin | 2 |  | N | Y |  | 862.335 | 1 |  |  |  |  | N | N | Eligible
TX | TX | LET | Fluorescent Immunoassay, Phenobarbital | 2 |  | N | Y |  | 862.366 | 1 |  |  |  |  | N | N | Eligible
TX | TX | LEW | Thin Layer Chromatography, Theophylline | 2 |  | N | Y |  | 862.388 | 1 |  |  |  |  | N | N | Eligible
TX | TX | LFG | Radioimmunoassay, Tricyclic Antidepressant Drugs | 2 |  | N | Y |  | 862.391 | 1 | Intended to measure any of the tricyclic antidepressant drugs in serum or urine. | The device may be composed of a collection apparatus and / or measurement assay. | Serum or urine are collected and analyzed for the presence of antidepressant drugs. | Serum or urine. | N | N | Eligible
TX | TX | LFH | U.V. Spectrometry, Tricyclic Antidepressant Drugs | 2 |  | N | Y |  | 862.391 | 1 |  |  |  |  | N | N | Eligible
TX | TX | LFI | High Pressure Liquid Chromatography, Tricyclic Antidepressant Drugs | 2 |  | N | Y |  | 862.391 | 1 |  |  |  |  | N | N | Eligible
TX | TX | LFM | Enzyme Immunoassay, Digitoxin | 2 |  | N | Y |  | 862.33 | 1 |  |  |  |  | N | N | Eligible
TX | TX | LFN | Nephelometric Inhibition Immunoassay, Phenobarbital | 2 |  | N | Y |  | 862.366 | 1 |  |  |  |  | N | N | Eligible
TX | TX | LFO | Nephelometric Inhibition Immunoassay, Diphenylhydantoin | 2 |  | N | Y |  | 862.335 | 1 |  |  |  |  | N | N | Eligible
TX | TX | LFT | Fluorescent Immunoassay, Primidone | 2 |  | N | Y |  | 862.368 | 1 |  |  |  |  | N | N | Eligible
TX | TX | LFW | Fluorescence Polarization Immunoassay, Tobramycin | 2 |  | N | Y |  | 862.39 | 1 |  |  |  |  | N | N | Eligible
TX | TX | LGI | Fluorescence Polarization Immunoassay, Carbamazepine | 2 |  | N | Y |  | 862.3645 | 1 |  |  |  |  | N | N | Eligible
TX | TX | LGJ | Fluorescence Polarization Immunoassay, Amibacin | 2 |  | N | Y |  | 862.3035 | 1 |  |  |  |  | N | N | Eligible
TX | TX | LGQ | Fluorescence Polarization Immunoassay, Phenobarbital | 2 |  | N | Y |  | 862.366 | 1 |  |  |  |  | N | N | Eligible
TX | TX | LGR | Fluorescence Polarization Immunoassay, Diphenylhydantoin (Total) | 2 |  | N | Y |  | 862.335 | 1 |  |  |  |  | N | N | Eligible
TX | TX | LGS | Fluorescence Polarization Immunoassay, Theophylline | 2 |  | N | Y |  | 862.388 | 1 |  |  |  |  | N | N | Eligible
TX | TX | LPX | Radioceptor Assay, Neuroleptic Drugs | 2 |  | N | Y |  | 862.3645 | 1 |  |  |  |  | N | N | Eligible
TX | TX | MKU | Enzyme Immunoassay, Nicotine And Nicotine Metabolites | 1 |  | N | N |  | 862.322 | 4 |  |  |  |  | N | N | Eligible
TX | TX | MLK | Thin Layer Chromatography, Tricyclic Antidepressant Drugs | 2 |  | N | Y |  | 862.391 | 1 |  |  |  |  | N | N | Eligible
TX | TX | MOJ | Fluorescence Polarization Immunoassay, Diphenylhydantoin (Free) | 2 |  | N | Y |  | 862.335 | 1 |  |  |  |  | N | N | Eligible
TX | TX | MRS | Test System, Nicotine, Cotinine, Metabolites | 1 |  | N | N |  | 862.322 | 4 |  |  |  |  | N | N | Eligible
TX | TX | MSL | System, Test, Topiramatee | 2 |  | N | N |  | 862.335 | 1 |  |  |  |  | N | N | Eligible
TX | TX | NDW | Assay, Porphyrin, Spectrophotometry, Lithium | 2 |  | N | Y |  | 862.356 | 1 |  |  |  |  | N | N | Eligible
TX | TX | NFT | Test, Amphetamine, Over The Counter | 2 |  | N | Y |  | 862.31 | 1 |  |  |  |  | N | N | Eligible
TX | TX | NFV | Test, Benzodiazepine, Over The Counter | 2 |  | N | Y |  | 862.317 | 1 |  |  |  |  | N | N | Eligible
TX | TX | NFW | Test, Cannabinoid, Over The Counter | 2 |  | N | Y |  | 862.387 | 1 |  |  |  |  | N | N | Eligible
TX | TX | NFY | Test, Cocaine And Cocaine Metabolites, Over The Counter | 2 |  | N | Y |  | 862.325 | 1 |  |  |  |  | N | N | Eligible
TX | TX | NGG | Test, Methamphetamine, Over The Counter | 2 |  | N | Y |  | 862.361 | 1 |  |  |  |  | N | N | Eligible
TX | TX | NGI | Test, Morphine, Over The Counter | 2 |  | N | Y |  | 862.364 | 1 |  |  |  |  | N | N | Eligible
TX | TX | NGL | Test, Opiates, Over The Counter | 2 |  | N | Y |  | 862.365 | 1 |  |  |  |  | N | N | Eligible
TX | TX | NRP | Sirolimus Test System | 2 |  | N | Y |  | 862.384 | 1 | Sirolimus test systems are intended for the quantitative measurement of sirolimus in whole blood as an aid in management of transplant patients taking this sirolimus. |  |  |  | N | N | Eligible
TX | TX | NTI | Drug Metabolizing Enzyme Genotyping Systems | 2 |  | N | Y |  | 862.336 | 1 | Intended to identify the presence or absence of human genotypic markers encoding drug metaboizing enzymes using dna originating from clinical samples. This type of assay can be used as an aid determining treatment choice and individualizing treatment dose for therapeutics that are metabolized primarily by the specific enzyme tested by the system. |  |  |  | N | N | Eligible
TX | TX | NWM | Immunoassay, Anti-Seizure Drug | 2 |  | N | Y |  | 862.335 | 1 | To aid in management of patients treated with anti-seizure drug. | liquid reagents | Immunoassay intented for use on clinical chemistry analyzers | in vitro diagnostic | N | N | Eligible
TX | TX | OAV | Mycophenolic Acid Test System | 2 |  | N | Y |  | 862.384 | 1 | An in vitro diagnostic reagent system intended for use in the quantitative determination of total mycophenolic acid in human serum or plasma as an aid in the management of mycophenolic acid therapy in renal and cardiac transplant patients. | Liquid | Enzyme-mimicking assay with MPA concentration inversely proportional to the formation of NADH. | Renal and Cardiac Transplant Patients | N | N | Eligible
TX | TX | ODW | Cytochrome P450 2c9 (Cyp450 2c9) Drug Metabolizing Enzyme Genotyping System | 2 |  | N | Y |  | 862.336 | 1 | An in vitro diagnostic assay for use in genotyping Cytochrome P450 2C9 (CYP450 2C9) alleles. Information about the CYP2C9 genotype may be used as an aid to clinicians in determining therapeutic strategy for medications that are metabolized by the CYP2C9 gene product. | genotyping test system | Uses DNA genotyping technology to determine patient genotype at the Cytochrome P450 2C9 (CYP450 2C9) locus. | clinical samples (blood, saliva, buccal swab samples) | N | N | Eligible
TX | TX | OIW | Software, Similarity Score Algorithm, Tissue Of Origin For Malignant Tumor Types | 2 |  | N | Y |  | 862.31 | 1 | This test is intended to measure the degree of similarity between the RNA expression pattern in a patient?s fresh-frozen tumor and the RNA expression patterns in a database of tumor samples for some common malignant tumor types that were diagnosed according to then current clinical and pathological practice. The test result is intended for use in the context of the patient?s clinical history and other diagnostic tests evaluated by a qualified clinician. The test is not intended to establish the origin of tumors (e.g. carcinoma of unknown primary) that cannot be diagnosed according to current clinical and pathological practice. | Gene expression systems, which include either microarray systems or reverse-transcriptase polymerase chain reaction (RT-PCR) systems. Steps for microarray systems include RNA isolation kits, cDNA synthesis kits, in vitro transcription kits, hybridization, washing and staining systems, scanner, and computer | Uses Gene expression and computer algorithm that estimate degree of similarity between analyzed specimen and examples of various tumor types comprising a database. Gene expression involves isolation of RNA from frozen tumor tissue sections, amplification of RNA and hybridization, and comparison of hybridization patterns. | Fresh frozen tumor tissue sections | N | N | Eligible
TX | TX | ORA | Breast Milk-Alcohol Test System | 2 |  | N | N |  | 862.304 | 1 | Is intended for use by consumers at home as a qualitative test to identify the presence of alcohol in breast milk. | Should not include serum, plasma or urine | Intended to detect the presence of alcohol in breast milk. the test utilizes an emzymatically catalyzed reaction of ethyl alcohol in the presence of oxygen to produce hydrogen peroxide. The peroxide produced along with a dye substrate, are enzymatically catalyzed with peroxidase to form a colored gree/blue dye. The initial reaction is catalyzed by alcohol oxidase enzyme produced from yeast whixh is specific to ethonal, methanol, isopropanol and will not react with alcohol having five or more carbons or with glycine, glycerol or serine. | Breast milk | N | N | Eligible
TX | TX | ORH | Lamotrigine Assay | 2 |  | N | Y |  | 862.335 | 1 | for the quantitative determination of lamotrigine in human serum or plasma on automated clinical chemistry analyzers. | monitoring of anti-seizure drug | Immunoassay | in vitro diagnostic | N | N | Eligible
TX | TX | ORI | Levetiracetam Assay | 2 |  | N | Y |  | 862.335 | 1 | For the quantitative determination of levetiracetam in human serum or plasma. | measurement of anit-seizure medication | immunoassay | in vitro diagnostic | N | N | Eligible
TX | TX | OTF | Gabapentin Assay | 2 |  | N | Y |  | 862.335 | 1 | Test for the quantitative determination of gabapentin in human serum or plasma. Gabapentin concentrations can be used as an aid in management of patients treated with gabapentin. | Liquid reagents | Quantitative, Homogenous Enzyme Immunoassay | in vitro diagnostic | N | N | Eligible
TX | TX | OUF | Everolimus Immunoassay | 2 |  | N | N |  | 862.384 | 1 | To quantify everolimus in whole blood. | NA | immunoassay | IVD | N | N | Eligible
TX | TX | PDY | Organophosphate Test System | 2 |  | N | N |  | 862.3652 | 1 | For the quantitation of specific organophosphate metabolites in human urine from individuals who have signs and symptoms consistent with cholinesterase poisoning. The data obtained by this device is intended to aid in the confirmation and investigation of organophosphate exposure. | solid-phase extraction cartridge, mass spectrometer, HPLC | Urine is diluted in acetonitrile and separated using normal phase solid-phase extraction which is further concentrated so that the analytes can be ionized via mass spectrometry. | Not applicable | N | N | Ineligible
TX | TX | POX | Enzyme Immunoassay, Oxcarbazepine Metabolite | 2 |  | N | Y |  | 862.3645 | 1 | An Oxcarbazepine Metabolite Assay is an enzyme immunoassay intended for the quantitative determination of Oxcarbazepine Metabolite in human serum. The measurements obtained are used in monitoring levels of Oxcarbazepine Metabolite to help ensure appropriate therapy. | In vitro reagents | Enzyme immunoassay | For in vitro diagnostic use only | N | N | Eligible
TX | TX | PTG | Test, Methadone, Over The Counter | 2 |  | N | Y |  | 862.362 | 1 | The methadone test is an in vitro diagnostic test for the qualitative analysis of methadone in human urine. | In vitro diagnostic device | Immunoassay | Urine | N | N | Ineligible
TX | TX | PTH | Test, Barbiturate, Over The Counter | 2 |  | N | Y |  | 862.315 | 1 | The barbiturate test is an in vitro diagnostic test for the qualitative analysis of barbiturates in human urine. | In vitro diagnostic device | Immunoassay | Urine | N | N | Ineligible
TX | TX | PUJ | Voriconazole Test System | 2 |  | N | N |  | 862.397 | 1 | A voriconazole test system is a device intended to measure voriconazole in human serum. Measurements obtained by this device are used in monitoring levels of voriconazole to ensure appropriate therapy. | In vitro diagnostic device | Immunoassay | Serum | N | N | Ineligible
TX | TX | PUX | Test, Amphetamine, Employment And Insurance Testing, Exempt | 2 |  | N | N |  | 862.31 | 4 | The amphetamine test is an in vitro diagnostic test for the qualitative analysis of amphetamine for employment and insurance testing. FDA has exempted these devices from the premarket notification requirement by publishing in the Federal Register of July 11, 2017 (82 FR 31976) available at https://www.federalregister.gov/documents/2017/07/11/2017-14453/medical-devices-exemptions-from-premarket-notification-class-ii-devices subject to the limitations under 21 CFR XXX.9, where XXX refers to Parts 862-892, and any limitations on the exemption described in (82 FR 31976). Any device that exceeds the limitations found in 21 CFR sections 862.9 to 892.9 or identified in the Federal Register (82 FR 31976) available at https://www.federalregister.gov/documents/2017/07/11/2017-14453/medical-devices-exemptions-from-premarket-notification-class-ii-devices is required to submit a premarket notification submission (510(k)) to FDA before introducing a device into interstate commerce. If a manufacturer�s device is exempt from the premarket notification requirement, then a premarket notification submission and FDA clearance is not required before marketing the device in the U.S. however, manufacturers are required to meet all other requirements under the Federal Food Drug & Cosmetic and implementing regulations including (but not limited to) registration and listing requirements. Please see the Device Registration and Listing website for additional information on registration and listing. | In vitro diagnostic device | Immunoassay | In vitro specimen | N | N | Ineligible
TX | TX | PUY | Test, Barbiturate, Employment And Insurance Testing, Exempt | 2 |  | N | N |  | 862.315 | 4 | The barbiturate test is an in vitro diagnostic test for the qualitative analysis of barbiturates for employment and insurance testing. FDA has exempted these devices from the premarket notification requirement by publishing in the Federal Register of July 11, 2017 (82 FR 31976) available at https://www.federalregister.gov/documents/2017/07/11/2017-14453/medical-devices-exemptions-from-premarket-notification-class-ii-devices subject to the limitations under 21 CFR XXX.9, where XXX refers to Parts 862-892, and any limitations on the exemption described in (82 FR 31976). Any device that exceeds the limitations found in 21 CFR sections 862.9 to 892.9 or identified in the Federal Register (82 FR 31976) available at https://www.federalregister.gov/documents/2017/07/11/2017-14453/medical-devices-exemptions-from-premarket-notification-class-ii-devices is required to submit a premarket notification submission (510(k)) to FDA before introducing a device into interstate commerce. If a manufacturer�s device is exempt from the premarket notification requirement, then a premarket notification submission and FDA clearance is not required before marketing the device in the U.S. however, manufacturers are required to meet all other requirements under the Federal Food Drug & Cosmetic and implementing regulations including (but not limited to) registration and listing requirements. Please see the Device Registration and Listing website for additional information on registration and listing. | In vitro diagnostic device | Immunoassay | In vitro specimen | N | N | Ineligible
TX | TX | PUZ | Test, Benzodiazepine, Employment And Insurance Testing, Exempt | 2 |  | N | N |  | 862.317 | 4 | The benzodiazepine test is an in vitro diagnostic test for the qualitative analysis of benzodiazepines for employment and insurance testing. FDA has exempted these devices from the premarket notification requirement by publishing in the Federal Register of July 11, 2017 (82 FR 31976) available at https://www.federalregister.gov/documents/2017/07/11/2017-14453/medical-devices-exemptions-from-premarket-notification-class-ii-devices subject to the limitations under 21 CFR XXX.9, where XXX refers to Parts 862-892, and any limitations on the exemption described in (82 FR 31976). Any device that exceeds the limitations found in 21 CFR sections 862.9 to 892.9 or identified in the Federal Register (82 FR 31976) available at https://www.federalregister.gov/documents/2017/07/11/2017-14453/medical-devices-exemptions-from-premarket-notification-class-ii-devices is required to submit a premarket notification submission (510(k)) to FDA before introducing a device into interstate commerce. If a manufacturer�s device is exempt from the premarket notification requirement, then a premarket notification submission and FDA clearance is not required before marketing the device in the U.S. however, manufacturers are required to meet all other requirements under the Federal Food Drug & Cosmetic and implementing regulations including (but not limited to) registration and listing requirements. Please see the Device Registration and Listing website for additional information on registration and listing. | In vitro diagnostic device | Immunoassay | In vitro specimen | N | N | Ineligible
TX | TX | PVA | Test, Cocaine And Cocaine Metabolite, Employment And Insurance Testing, Exempt | 2 |  | N | N |  | 862.325 | 4 | The cocaine and cocaine metabolite test is an in vitro diagnostic test for the qualitative analysis of cocaine and cocaine metabolites for employment and insurance testing. FDA has exempted these devices from the premarket notification requirement by publishing in the Federal Register of July 11, 2017 (82 FR 31976) available at https://www.federalregister.gov/documents/2017/07/11/2017-14453/medical-devices-exemptions-from-premarket-notification-class-ii-devices subject to the limitations under 21 CFR XXX.9, where XXX refers to Parts 862-892, and any limitations on the exemption described in (82 FR 31976). Any device that exceeds the limitations found in 21 CFR sections 862.9 to 892.9 or identified in the Federal Register (82 FR 31976) available at https://www.federalregister.gov/documents/2017/07/11/2017-14453/medical-devices-exemptions-from-premarket-notification-class-ii-devices is required to submit a premarket notification submission (510(k)) to FDA before introducing a device into interstate commerce. If a manufacturer�s device is exempt from the premarket notification requirement, then a premarket notification submission and FDA clearance is not required before marketing the device in the U.S. however, manufacturers are required to meet all other requirements under the Federal Food Drug & Cosmetic and implementing regulations including (but not limited to) registration and listing requirements. Please see the Device Registration and Listing website for additional information on registration and listing. | In vitro diagnostic device | Immunoassay | In vitro specimen | N | N | Ineligible
TX | TX | PVB | Test, Codeine, Employment And Insurance Testing, Exempt | 2 |  | N | N |  | 862.327 | 4 | The codeine test is an in vitro diagnostic test for the qualitative analysis of codeine for employment and insurance testing. FDA has exempted these devices from the premarket notification requirement by publishing in the Federal Register of July 11, 2017 (82 FR 31976) available at https://www.federalregister.gov/documents/2017/07/11/2017-14453/medical-devices-exemptions-from-premarket-notification-class-ii-devices subject to the limitations under 21 CFR XXX.9, where XXX refers to Parts 862-892, and any limitations on the exemption described in (82 FR 31976). Any device that exceeds the limitations found in 21 CFR sections 862.9 to 892.9 or identified in the Federal Register (82 FR 31976) available at https://www.federalregister.gov/documents/2017/07/11/2017-14453/medical-devices-exemptions-from-premarket-notification-class-ii-devices is required to submit a premarket notification submission (510(k)) to FDA before introducing a device into interstate commerce. If a manufacturer�s device is exempt from the premarket notification requirement, then a premarket notification submission and FDA clearance is not required before marketing the device in the U.S. however, manufacturers are required to meet all other requirements under the Federal Food Drug & Cosmetic and implementing regulations including (but not limited to) registration and listing requirements. Please see the Device Registration and Listing website for additional information on registration and listing. | In vitro diagnostic device | Immunoassay | In vitro specimen | N | N | Ineligible
TX | TX | PVD | Test, Methamphetamine, Employment And Insurance Testing, Exempt | 2 |  | N | N |  | 862.361 | 4 | The methamphetamine test is an in vitro diagnostic test for the qualitative analysis of methamphetamines for employment and insurance testing. FDA has exempted these devices from the premarket notification requirement by publishing in the Federal Register of July 11, 2017 (82 FR 31976) available at https://www.federalregister.gov/documents/2017/07/11/2017-14453/medical-devices-exemptions-from-premarket-notification-class-ii-devices subject to the limitations under 21 CFR XXX.9, where XXX refers to Parts 862-892, and any limitations on the exemption described in (82 FR 31976). Any device that exceeds the limitations found in 21 CFR sections 862.9 to 892.9 or identified in the Federal Register (82 FR 31976) available at https://www.federalregister.gov/documents/2017/07/11/2017-14453/medical-devices-exemptions-from-premarket-notification-class-ii-devices is required to submit a premarket notification submission (510(k)) to FDA before introducing a device into interstate commerce. If a manufacturer�s device is exempt from the premarket notification requirement, then a premarket notification submission and FDA clearance is not required before marketing the device in the U.S. however, manufacturers are required to meet all other requirements under the Federal Food Drug & Cosmetic and implementing regulations including (but not limited to) registration and listing requirements. Please see the Device Registration and Listing website for additional information on registration and listing. | In vitro diagnostic device | Immunoassay | In vitro specimen | N | N | Ineligible
TX | TX | PVE | Test, Methadone, Employment And Insurance Testing, Exempt | 2 |  | N | N |  | 862.362 | 4 | Test, methadone, employment and insurance testing, exempt FDA has exempted these devices from the premarket notification requirement by publishing in the Federal Register of July 11, 2017 (82 FR 31976) available at https://www.federalregister.gov/documents/2017/07/11/2017-14453/medical-devices-exemptions-from-premarket-notification-class-ii-devices subject to the limitations under 21 CFR XXX.9, where XXX refers to Parts 862-892, and any limitations on the exemption described in (82 FR 31976). Any device that exceeds the limitations found in 21 CFR sections 862.9 to 892.9 or identified in the Federal Register (82 FR 31976) available at https://www.federalregister.gov/documents/2017/07/11/2017-14453/medical-devices-exemptions-from-premarket-notification-class-ii-devices is required to submit a premarket notification submission (510(k)) to FDA before introducing a device into interstate commerce. If a manufacturer�s device is exempt from the premarket notification requirement, then a premarket notification submission and FDA clearance is not required before marketing the device in the U.S. however, manufacturers are required to meet all other requirements under the Federal Food Drug & Cosmetic and implementing regulations including (but not limited to) registration and listing requirements. Please see the Device Registration and Listing website for additional information on registration and listing. | Immunoassay | The methadone test is an in vitro diagnostic test for the qualitative analysis of methadone in human specimens. The test is intended for employment and insurance testing use as the first step in a two step process to provide information concerning the presence or absence of methadone in a sample. | In vitro specimen | N | N | Ineligible
TX | TX | PVF | Test, Methaqualone, Employment And Insurance Testing, Exempt | 2 |  | N | N |  | 862.363 | 4 | The methaqualone test is an in vitro diagnostic test for the qualitative analysis of methaqualone for employment and insurance testing. FDA has exempted these devices from the premarket notification requirement by publishing in the Federal Register of July 11, 2017 (82 FR 31976) available at https://www.federalregister.gov/documents/2017/07/11/2017-14453/medical-devices-exemptions-from-premarket-notification-class-ii-devices subject to the limitations under 21 CFR XXX.9, where XXX refers to Parts 862-892, and any limitations on the exemption described in (82 FR 31976). Any device that exceeds the limitations found in 21 CFR sections 862.9 to 892.9 or identified in the Federal Register (82 FR 31976) available at https://www.federalregister.gov/documents/2017/07/11/2017-14453/medical-devices-exemptions-from-premarket-notification-class-ii-devices is required to submit a premarket notification submission (510(k)) to FDA before introducing a device into interstate commerce. If a manufacturer�s device is exempt from the premarket notification requirement, then a premarket notification submission and FDA clearance is not required before marketing the device in the U.S. however, manufacturers are required to meet all other requirements under the Federal Food Drug & Cosmetic and implementing regulations including (but not limited to) registration and listing requirements. Please see the Device Registration and Listing website for additional information on registration and listing. | In vitro diagnostic device | Immunoassay | In vitro specimen | N | N | Ineligible
TX | TX | PVG | Test, Morphine, Employment And Insurance Testing, Exempt | 2 |  | N | N |  | 862.364 | 4 | The morphine test is an in vitro diagnostic test for the qualitative analysis of morphine for employment and insurance testing. FDA has exempted these devices from the premarket notification requirement by publishing in the Federal Register of July 11, 2017 (82 FR 31976) available at https://www.federalregister.gov/documents/2017/07/11/2017-14453/medical-devices-exemptions-from-premarket-notification-class-ii-devices subject to the limitations under 21 CFR XXX.9, where XXX refers to Parts 862-892, and any limitations on the exemption described in (82 FR 31976). Any device that exceeds the limitations found in 21 CFR sections 862.9 to 892.9 or identified in the Federal Register (82 FR 31976) available at https://www.federalregister.gov/documents/2017/07/11/2017-14453/medical-devices-exemptions-from-premarket-notification-class-ii-devices is required to submit a premarket notification submission (510(k)) to FDA before introducing a device into interstate commerce. If a manufacturer�s device is exempt from the premarket notification requirement, then a premarket notification submission and FDA clearance is not required before marketing the device in the U.S. however, manufacturers are required to meet all other requirements under the Federal Food Drug & Cosmetic and implementing regulations including (but not limited to) registration and listing requirements. Please see the Device Registration and Listing website for additional information on registration and listing. | In vitro diagnostic device | Immunoassay | In vitro specimen | N | N | Ineligible
TX | TX | PVH | Test, Opiates, Employment And Insurance Testing, Exempt | 2 |  | N | N |  | 862.365 | 4 | The opiates test is an in vitro diagnostic test for the qualitative analysis of opiates for employment and insurance testing. FDA has exempted these devices from the premarket notification requirement by publishing in the Federal Register of July 11, 2017 (82 FR 31976) available at https://www.federalregister.gov/documents/2017/07/11/2017-14453/medical-devices-exemptions-from-premarket-notification-class-ii-devices subject to the limitations under 21 CFR XXX.9, where XXX refers to Parts 862-892, and any limitations on the exemption described in (82 FR 31976). Any device that exceeds the limitations found in 21 CFR sections 862.9 to 892.9 or identified in the Federal Register (82 FR 31976) available at https://www.federalregister.gov/documents/2017/07/11/2017-14453/medical-devices-exemptions-from-premarket-notification-class-ii-devices is required to submit a premarket notification submission (510(k)) to FDA before introducing a device into interstate commerce. If a manufacturer�s device is exempt from the premarket notification requirement, then a premarket notification submission and FDA clearance is not required before marketing the device in the U.S. however, manufacturers are required to meet all other requirements under the Federal Food Drug & Cosmetic and implementing regulations including (but not limited to) registration and listing requirements. Please see the Device Registration and Listing website for additional information on registration and listing. | In vitro diagnostic device | Immunoassay | In vitro specimen | N | N | Ineligible
TX | TX | PVI | Test, Propoxyphene, Employment And Insurance Testing, Exempt | 2 |  | N | N |  | 862.37 | 4 | The propoxyphene test is an in vitro diagnostic test for the qualitative analysis of propoxyphene for employment and insurance testing. FDA has exempted these devices from the premarket notification requirement by publishing in the Federal Register of July 11, 2017 (82 FR 31976) available at https://www.federalregister.gov/documents/2017/07/11/2017-14453/medical-devices-exemptions-from-premarket-notification-class-ii-devices subject to the limitations under 21 CFR XXX.9, where XXX refers to Parts 862-892, and any limitations on the exemption described in (82 FR 31976). Any device that exceeds the limitations found in 21 CFR sections 862.9 to 892.9 or identified in the Federal Register (82 FR 31976) available at https://www.federalregister.gov/documents/2017/07/11/2017-14453/medical-devices-exemptions-from-premarket-notification-class-ii-devices is required to submit a premarket notification submission (510(k)) to FDA before introducing a device into interstate commerce. If a manufacturer�s device is exempt from the premarket notification requirement, then a premarket notification submission and FDA clearance is not required before marketing the device in the U.S. however, manufacturers are required to meet all other requirements under the Federal Food Drug & Cosmetic and implementing regulations including (but not limited to) registration and listing requirements. Please see the Device Registration and Listing website for additional information on registration and listing. | In vitro diagnostic device | Immunoassay | In vitro specimen | N | N | Ineligible
TX | TX | PVJ | Test, Cannabinoid, Employment And Insurance Testing, Exempt | 2 |  | N | N |  | 862.387 | 4 | The cannabinoid test is an in vitro diagnostic test for the qualitative analysis of cannabinoids for employment and insurance testing. FDA has exempted these devices from the premarket notification requirement by publishing in the Federal Register of July 11, 2017 (82 FR 31976) available at https://www.federalregister.gov/documents/2017/07/11/2017-14453/medical-devices-exemptions-from-premarket-notification-class-ii-devices subject to the limitations under 21 CFR XXX.9, where XXX refers to Parts 862-892, and any limitations on the exemption described in (82 FR 31976). Any device that exceeds the limitations found in 21 CFR sections 862.9 to 892.9 or identified in the Federal Register (82 FR 31976) available at https://www.federalregister.gov/documents/2017/07/11/2017-14453/medical-devices-exemptions-from-premarket-notification-class-ii-devices is required to submit a premarket notification submission (510(k)) to FDA before introducing a device into interstate commerce. If a manufacturer�s device is exempt from the premarket notification requirement, then a premarket notification submission and FDA clearance is not required before marketing the device in the U.S. however, manufacturers are required to meet all other requirements under the Federal Food Drug & Cosmetic and implementing regulations including (but not limited to) registration and listing requirements. Please see the Device Registration and Listing website for additional information on registration and listing. | In vitro diagnostic device | Immunoassay | In vitro specimen | N | N | Ineligible
TX | TX | PVK | Test, Tricyclic Antidepressant Drugs, Employment And Insurance Testing, Exempt | 2 |  | N | N |  | 862.391 | 4 | The tricyclic antidepressant drugs test is an in vitro diagnostic test for the qualitative analysis of tricyclic antidepressant drugs for employment and insurance testing. FDA has exempted these devices from the premarket notification requirement by publishing in the Federal Register of July 11, 2017 (82 FR 31976) available at https://www.federalregister.gov/documents/2017/07/11/2017-14453/medical-devices-exemptions-from-premarket-notification-class-ii-devices subject to the limitations under 21 CFR XXX.9, where XXX refers to Parts 862-892, and any limitations on the exemption described in (82 FR 31976). Any device that exceeds the limitations found in 21 CFR sections 862.9 to 892.9 or identified in the Federal Register (82 FR 31976) available at https://www.federalregister.gov/documents/2017/07/11/2017-14453/medical-devices-exemptions-from-premarket-notification-class-ii-devices is required to submit a premarket notification submission (510(k)) to FDA before introducing a device into interstate commerce. If a manufacturer�s device is exempt from the premarket notification requirement, then a premarket notification submission and FDA clearance is not required before marketing the device in the U.S. however, manufacturers are required to meet all other requirements under the Federal Food Drug & Cosmetic and implementing regulations including (but not limited to) registration and listing requirements. Please see the Device Registration and Listing website for additional information on registration and listing. | In vitro diagnostic device | Immunoassay | In vitro specimen | N | N | Ineligible
TX | TX | QAW | Test, Tricyclic Antidepressants, Over The Counter | 2 |  | N | Y |  | 862.391 | 1 | Intended to measure any of the tricyclic antidepressant drugs in serum or urine. | The device may be composed of a collection apparatus and/or detection assay. | Urine is collected and analyzed for the presence of antidepressant drugs. | Urine | N | N | Ineligible
TX | TX | QBF | Test, Propoxyphene, Over The Counter | 2 |  | N | Y |  | 862.37 | 1 | The propoxyphene test is an in vitro diagnostic test for the qualitative detection of propoxyphene in human urine. The test is intended for over-the-counter use as the first step in a two step process to provide consumers with information concerning the presence or absence of propoxyphene in a urine sample. | In vitro diagnostic device | Immunoassay | Urine | N | N | Ineligible
TX | TX | QBK | Meprobamate Test System | 2 |  | N | Y |  | 862.359 | 1 | A meprobamate test system is a device intended to measure meprobamate in human specimens. Measurements obtained by this device are used to detect the presence of meprobamate to diagnose the use or overdose of meprobamate or structurally-related drug compounds (e.g., prodrugs). | Enzyme immunoassay reagent kit | Enzyme immunoassay | Human specimens, urine | N | N | Ineligible
TX | TX | QDR | Plazomicin Test System, Immunoassay | 2 |  | N | Y |  | 862.346 | 1 | A plazomicin test system is a device intended to measure plazomicin in human specimens. Measurements obtained by this device are used in monitoring levels of plazomicin to ensure appropriate therapy in patients with complicated urinary tract infection. | In vitro diagnostic test in patients with complicated urinary tract infection | Quantitative immunoassay | Human plasma specimens | N | N | Ineligible
TX | TX | QXT | Infliximab Test System | 2 |  | N | N |  | 862.3115 | 1 | An infliximab test system intended for the measurement of an infliximab as an aid in the management of patients with Crohn�s disease or ulcerative colitis. | Solid, dried reagent pack | Immunoassay | Serum | N | N | Ineligible
TX | TX | QYD | Adalimumab Assay | 2 |  | N | N |  | 862.3115 | 1 | An in vitro diagnostic device intended for the measurement of adalimumab, an anti-tumor necrosis factor alpha monoclonal antibody | Solid, dry reagent pack liquid reagents and liquid control solutions | Time-resolved fluorescence energy transfer immunoassay | Serum | N | N | Ineligible
TX |  | LAO | Enzyme Immunoassay, Methotrexate |  | 1 | N | N |  |  | 1 |  |  |  |  | N | N | Eligible
TX |  | LCL | Radioimmunoassay, Phencyclidine |  | 1 | N | N |  |  | 1 |  |  |  |  | N | N | Eligible
TX |  | LCM | Enzyme Immunoassay, Phencyclidine |  | 1 | N | N |  |  | 1 |  |  |  |  | N | N | Eligible
TX |  | LTD | Paraquat Assay | 3 |  | N | N |  |  | 3 |  |  |  |  | N | N | Eligible
TX |  | MGX | Test System, For Drugs Of Abuse | 3 |  | N | N |  |  | 2 |  |  |  |  | N | N | Eligible
TX |  | MIG | Strip, Test Isoniazid |  | 1 | N | N |  |  | 1 |  |  |  |  | N | N | Eligible
TX |  | MSK | Immunoassay For Blood Tacrolimus |  | 4 | N | N |  |  | 3 |  |  |  |  | N | Y | Eligible
TX |  | MVO | Kit, Test, Multiple, Drugs Of Abuse, Over The Counter |  | 1 | N | N |  |  | 1 |  |  |  |  | N | N | Eligible
TX |  | NGM | Test, Phencyclidine (Pcp), Over The Counter |  | 1 | N | N |  |  | 1 | The phencyclidine test is an in vitro diagnostic test for the qualitative analysis of phencyclidine in human urine. | In vitro diagnostic device. | Urine sample assay. | Urine. | N | N | Eligible
TX |  | OTW | Research Use Only/Clinical Toxicology |  | 6 | Y | N |  |  | 7 | For research use only and for products imported into the US only. | N/A | N/A | N/A | N | N | Eligible
TX |  | OXR | 5-Fluorouracil Assay |  | 3 | N | N |  |  | 3 | Measures levels of a chemotherapy drug in the blood. | Measures levels of a chemotherapy drug in the blood | Measures levels of a chemotherapy drug in the blood | the blood | N | N | Eligible
TX |  | PDB | Investigational Use Only - Clinical Toxicology |  | 6 | Y | N |  |  | 7 | Investigational use only and for products imported into the US only. | N/A | N/A | N/A | N | N | Eligible
TX |  | PGE | Gastric Emptying Breath Test | 3 |  | N | N |  |  | 2 | Gastric emptying breath tests are intended for use in the measurement of the rate of gastric emptying of solids and as an aid in the diagnosis of delayed gastric emptying (gastroparesis) in adult humans who are symptomatic for gastoparesis.The test system typically utilizes a Mass Spectrometer for the measurement of the ratio of 13CO2 to 12CO2 in breath samples following the ingestion of a 13C-labeled test meal. | test kit, mass spectrometerSystem, 13C-labeled test meal, and associated software | Baseline breath samples are collected prior to the administration of test meal. After an overnight fast, the patient consumes a 13C-labeled test meal and post-meal breath samples are collected at multiple time points after meal ingestion. As the meal is digested, 13CO2 is given off in the patient�s breath. All pre- and post-meal breath samples are collectedand analyzed by a mass spectrometer to determine the ratio of 13CO2/12CO2 in each sample. | Breath samples from patients | N | N | Eligible
TX |  | PKM | Chemiluminescent Immunoassay System |  | 3 | N | N |  |  | 3 | For in vitro diagnostic use in the quantitative measurement of hyaluronic acid in human serum. | n/a | Chemiluminescent immunoassay | In vitro | N | N | Eligible
TX |  | PRF | Docetaxel / Paclitaxel Assay |  | 3 | N | N |  |  | 3 | Measures levels of Docetaxel or Paclitaxel in the blood | Measures levels of Docetaxel or Paclitaxel in the blood | Measures levels of Docetaxel or Paclitaxel in the blood | Blood | N | N | Ineligible
TX |  | PSS | Minoxidil Sulfotransferase Or Isoenzymes Test System |  | 3 | N | N |  |  | 3 | For measurement of Minoxidil sulfotransferase as an aid in assessing the likelihood that a patient will respond to minoxidil. | Liquid | Colorimetric in vitro diagnostic assay performed by a medical professional | Laboratory test | N | N | Ineligible
TX |  | PZN | Placental Growth Factor Test |  | 3 | N | N |  |  | 3 | For quantitative determination of Placental Growth Factor (PlGF). | In Vitro Diagnostic (IVD) | Immunoassay | In Vitro Diagnostic (IVD) | N | N | Ineligible
TX |  | QBB | Placental Alpha Microglobulin-1 Immunoassay | 3 |  | N | N |  |  | 2 | A Placental Alpha Microglobulin-1 Immunoassay is a qualitative test intended to detect the presence of placental alpha microglobulin 1 (PAMG-1) in cervicovaginal secretions. The test is indicated as an aid to assess the risk of spontaneous preterm delivery in less than or equal to 7 days from the time of cervicovaginal sample collection in pregnant women with signs and symptoms of early preterm labor. | In vitro diagnostic test | Qualitative immunochromatographic test | Cervicovaginal secretions | N | N | Ineligible
TX |  | QZH | Opioid Use Disorder Genetic Risk Variant Detection System And Collection Kit | 3 |  | N | N |  |  | 2 | A qualitative in vitro molecular test that detects select variants in genomic DNA isolated from human specimens. Results of the test provide users with a genetic risk assessment of developing Opioid Use Disorder (OUD) and are intended to aid users with informed decision-making regarding the use of oral opioids for acute pain relief. The test may not include all variants associated with a risk of developing OUD and is not intended to describe a person�s overall risk of developing OUD. Results from the system are intended to be used in combination with clinical information and should not be the sole determinant in diagnosing, counseling, or making prescribing decisions | The test system may consist of reagents, instrumentation, quality control and software. The collection kit is a specimen collection device. | The test system uses technology to amplify, detect, and identify specific nucleic acid variants. The collection kit collects DNA in saliva and stabilizes it for transport or storage. | Human clinical specimens | N | N | Ineligible
|  | RAA | Laser Products (Pre-Standard) |  |  | Y |  |  |  |  | A laser product assembled or manufactured before August 1, 1976 | [5 empty] | Ineligible
|  | RAC | Nondestructive Tests |  |  | Y |  |  |  |  | Test equipment using ultrasound to analyze an object for defects in commercial or industrial applications | [5 empty] | Ineligible
|  | RAD | Gauging |  |  | Y |  |  |  |  | Test equipment using ultrasound to determine thickness of material in commercial or industrial applications | [5 empty] | Ineligible
|  | RAE | Ranging |  |  | Y |  |  |  |  | Test equipment used to determine distance to an object using ultrasound in commercial or industrial applications | [5 empty] | Ineligible
|  | RAF | Cleaner |  |  | Y |  |  |  |  | Equipment using ultrasound to clean objects in commercial or industrial applications | [5 empty] | Ineligible
|  | RAG | Welder |  |  | Y |  |  |  |  | Equipment used to weld objects in commercial or industrial applications | [5 empty] | Ineligible
|  | RAH | Jewelry Cleaner |  |  | Y |  |  |  |  | Equipment using ultrasound to clean jewelry in commercial or household applications | [5 empty] | Ineligible
|  | RAI | Motion Detector/Occupancy |  |  | Y |  |  |  |  | Equipment using ultrasound to detect movement in commercial or household applications | [5 empty] | Ineligible
|  | RAJ | Security System |  |  | Y |  |  |  |  | Equipment using ultrasound to provide security in a commercial or household application | [5 empty] | Ineligible
|  | RAK | Pest Repeller |  |  | Y |  |  |  |  | Equipment using ultrasound to repel pests in a commercial or household application | [5 empty] | Ineligible
|  | RAL | Massager |  |  | Y |  |  |  |  | Equipment using ultrasound to provide massages in a household application that has no medical claims. | [5 empty] | Ineligible
|  | RAM | Humidifier |  |  | Y |  |  |  |  | Equipment using ultrasound to disperse water droplets into an area in a household application | [5 empty] | Ineligible
|  | RAN | Auto Focus Camera |  |  | Y |  |  |  |  | Photography equipment using ultrasound to provide range to subject | [5 empty] | Ineligible
|  | RAO | Intrusion Alarm/Security |  |  | Y |  |  |  |  | Equipment using ultrasound to provide security and an intrusion alarm in a commercial or household application | [5 empty] | Ineligible
|  | RAP | Scientific Use Ultrasound Products |  |  | Y |  |  |  |  | Equipment using ultrasound in research or scientific application | [5 empty] | Ineligible
|  | RAQ | Audio System/Radio |  |  | Y |  |  |  |  | Equipment used to produce audible sound in household entertainment applications | [5 empty] | Ineligible
|  | RAR | Telephone Ringer |  |  | Y |  |  |  |  | Equipment used to produce a ring tone on a telephone | [5 empty] | Ineligible
|  | RAS | Veterinary Diagnostic Ultrasonic Products |  |  | Y |  |  |  |  | Equipment using ultrasound to diagnose disease in veterinary applications | [5 empty] | Ineligible
|  | RAT | Veterinary Therapy Ultrasonic Products |  |  | Y |  |  |  |  | Equipment using ultrasound to provide physical therapy in veterinary applications | [5 empty] | Ineligible
|  | RAU | Night Vision Scope |  |  | Y |  |  |  |  | An optical device that converts infrared radiation into a visible image through use of an image intensifier tube. | [5 empty] | Ineligible
|  | RAV | High Voltage Tubes |  |  | Y |  |  |  |  | Vacuum tubes used in high voltage electronic circuits for purposes other than producing an image. | [5 empty] | Ineligible
|  | RAW | Cathode Ray Tubes |  |  | Y |  |  |  |  | A vacuum tube generating a focused beam of electrons that can be deflected by electric fields, magnetic fields or both. | [5 empty] | Ineligible
|  | RAX | High Voltage Vacuum Switches |  |  | Y |  |  |  |  | A vacuum tube used for switching high voltages. | [5 empty] | Ineligible
|  | RAY | Oscilloscope (Exempted) |  |  | Y |  |  |  |  | A device that depicts on a screen periodic changes in an electric quantity, as voltage or current, using a cathode ray tube. | [5 empty] | Ineligible
|  | RAZ | Television Receiver, Medical Imaging, Color |  |  | Y |  |  |  |  | A television receiver using a color cathode ray tube to display medical images in colors. | [5 empty] | Ineligible
|  | RBA | Television Receiver, Medical Imaging, Monochrome |  |  | Y |  |  |  |  | A television receiver using a monochrome cathode ray tube to display medical images in black and white with shades of gray or in different shades of one color. | [5 empty] | Ineligible
|  | RBB | Television Receiver, General Purpose, Color |  |  | Y |  |  |  |  | An electronic product designed to receive and, using a color cathode ray tube, to display a television picture in colors from broadcast, cable, video disk player, video recorder, computer or closed circuit television signals. | [5 empty] | Ineligible
|  | RBC | Television Receiver, General Purpose, Monochrome |  |  | Y |  |  |  |  | An electronic product designed to receive and, using a monochrome cathode ray tube, to display a television picture in black and white with shades of gray or in different shades of one color from broadcast, cable, video disk player, video recorder, computer or closed circuit television signals. | [5 empty] | Ineligible
|  | RBD | Video Monitor, Medical Imaging, Color |  |  | Y |  |  |  |  | An electronic product using a color cathode ray tube to display medical images in colors from signals from a computer or electronic medical device. | [5 empty] | Ineligible
|  | RBE | Video Monitor, General Purpose, Color |  |  | Y |  |  |  |  | An electronic product using a color cathode ray tube to display general images in colors from signals from a computer or electronic medical device. | [5 empty] | Ineligible
|  | RBF | Video Monitor, Medical Imaging, Monochrome |  |  | Y |  |  |  |  | An electronic product using a monochrome cathode ray tube to display medical images in black and white with shades of gray or in different shades of one color from signals from a computer or electronic medical device. | [5 empty] | Ineligible
|  | RBG | Video Monitor, General Purpose, Monochrome |  |  | Y |  |  |  |  | An electronic product using a monochrome cathode ray tube to display general images in black and white with shades of gray or in different shades of one color from signals from a computer or electronic medical device. | [5 empty] | Ineligible
|  | RBH | Projector |  |  | Y |  |  |  |  | Electronic products that use a cathode ray tube or several cathode ray tubes to generate television images which are projected on a screen either from the front or from the rear. | [5 empty] | Ineligible
|  | RBI | Tv View Finder (Exempted) |  |  | Y |  |  |  |  | An electronic product using a cathode ray tube to display the image seen through the lens of a camcorder. To be exempt the cathode ray tube must operate under 5 kilovolts under the test conditions in the standard (phase iii). | [5 empty] | Ineligible
|  | RBJ | Cold-Cathode Gas Discharge Tubes |  |  | Y |  |  |  |  | An electronic device in which electron flow is produced and sustained by ionization of contained gas and ion bombardment of the cathode. | [5 empty] | Ineligible
|  | RBK | Betatron, Non-Medical |  |  | Y |  |  |  |  | A betatron used for non-medical applications. | [5 empty] | Ineligible
|  | RBL | Cyclotron,Non-Medical |  |  | Y |  |  |  |  | A cyclotron used for non-medical applications. | [5 empty] | Ineligible
|  | RBM | Microtron, Non-Medical |  |  | Y |  |  |  |  | A microtron used for non-medical applications. | [5 empty] | Ineligible
|  | RBN | Synchrotron, Non-Medical |  |  | Y |  |  |  |  | A synchrotron used for non-medical applications. | [5 empty] | Ineligible
|  | RBO | Sterilizers, Non-Medical |  |  | Y |  |  |  |  | A linear accelerator used as a sterilizer for non-medical instruments and applications. | [5 empty] | Ineligible
|  | RBP | Industrial Accelerator |  |  | Y |  |  |  |  | An accelerator used for industrial applications. | [5 empty] | Ineligible
|  | RBQ | Security Accelerator |  |  | Y |  |  |  |  | A linear accelerator used to non-intrusively search the contents of closed objects such as cargo containers or vehicles for contraband or weapons. | [5 empty] | Ineligible
|  | RBR | Diagnostic X-Ray Equipment (Noncertified) |  |  | Y |  |  |  |  | Diagnostic x-ray equipment or components manufactured before the dates specified in the applicability section in 21 cfr 1020.30(a). | [5 empty] | Ineligible
|  | RBS | Industrial X-Ray |  |  | Y |  |  |  |  | An x-ray system used for industrial purposes to which the cabinet x-ray performance standard does not apply (21 cfr 1020.40). | [5 empty] | Ineligible
|  | RBT | Bottle Fill Checker |  |  | Y |  |  |  |  | an industrial x-ray system open on the bottom which is used on production lines to determine if containers are filled properly. | [5 empty] | Ineligible
|  | RBU | X-Ray Thickness Gauge |  |  | Y |  |  |  |  | An open industrial x-ray system used to measure the thickness of material running through system, usually on a production line. | [5 empty] | Ineligible
|  | RBV | Security X-Ray System, Open Beam, Small |  |  | Y |  |  |  |  | An open x-ray system which is used for non-intrusive inspection of containers suspected to contain bombs or other weapons or contraband. | [5 empty] | Ineligible
|  | RBW | X-Ray Diffraction |  |  | Y |  |  |  |  | An x-ray system used for x-ray diffraction and used in a laboratory environment. | [5 empty] | Ineligible
|  | RBX | X-Ray Spectroscopy |  |  | Y |  |  |  |  | An x-ray system used for x-ray spectroscopy and used in a laboratory environment. | [5 empty] | Ineligible
|  | RBY | X-Ray Fluorescence |  |  | Y |  |  |  |  | An x-ray system for x-ray fluorescence and used in a laboratory environment. | [5 empty] | Ineligible
|  | RBZ | X-Ray Controls ? Combination |  |  | Y |  |  |  |  | A device which controls input power to the x-ray high-voltage generator and/or the x-ray tube. It includes equipment such as timers, phototimers, automatic brightness stabilizers, and similar devices which control the technique factors of an x-ray exposure. | [5 empty] | Ineligible
|  | RCA | X-Ray Controls - Fluoroscopic |  |  | N |  |  |  |  | A device which controls input power to the x-ray high-voltage generator and/or the x-ray tube. It includes equipment such as timers, phototimers, automatic brightness stabilizers, and similar devices which control the technique factors of an x-ray exposure for generating x-ray images and presenting them simultaneously and continuously as visible images. | [5 empty] | Ineligible
|  | RCB | X-Ray Controls - Radiographic |  |  | N |  |  |  |  | A device which controls input power to the x-ray high-voltage generator and/or the x-ray tube. It includes equipment such as timers, phototimers, automatic brightness stabilizers, and similar devices which control the technique factors of an x-ray exposure for generating and recordingan x-ray pattern for the purpose of providing the user with an image(s) after termination of the exposure. | [5 empty] | Ineligible
|  | RCD | X-Ray Image Receptor |  |  | N |  |  |  |  | Any device, such as a fluorescent screen, radiographic film, x-ray image intensifier tube, solid-state detector, or gageous detector, which transforms incident x-ray photons either into a visible image or into another form which can be made into a visible image by further transformations. In those cases where means are provided to preselect a portion of the image receptor, the term ""image receptor"" shall mean the preselected portion of the device. | [5 empty] | Ineligible
|  | RCE | Cabinet X-Ray, Industrial |  |  | Y |  |  |  |  | A cabinet x-ray system used for quality control, non-destructive testing, or some other industrial purpose. | [5 empty] | Ineligible
|  | RCF | Cabinet X-Ray Explosive Detection Systems |  |  | Y |  |  |  |  | A cabinet x-ray system used for detection of explosives in closed containers such as airline baggage. Usually these systems use a non-standard x-ray mode to perform this function such as computed tomography. | [5 empty] | Ineligible
|  | RCG | Cabinet X-Ray, Security (Includes Baggage X-Ray) |  |  | Y |  |  |  |  | A cabinet x-ray system used to examine the contents of containers such as airline baggage, brief cases, and purses to detect weapons or other contraband. | [5 empty] | Ineligible
|  | RCH | Cabinet X-Ray, Vehicle And Cargo |  |  | Y |  |  |  |  | A large cabinet x-ray system used to examine pallets full of cargo to find weapons or other contraband, or a very large structure that encompasses entire vehicles being examined. | [5 empty] | Ineligible
|  | RCI | Cephalometric Devices |  |  | N |  |  |  |  | A device intended for the radiographic visualization and measurement of the dimensions of the human head. | [5 empty] | Ineligible
|  | RCJ | Veterinary Diagnostic X-Ray System |  |  | Y |  |  |  |  | A system that is uses x-radiation to visualize anatomical structures in veterinary applications. | [5 empty] | Ineligible
|  | RCK | Veterinary X-Ray Therapy System |  |  | Y |  |  |  |  | Equipment using x-rays to provide therapy in veterinary applications. | [5 empty] | Ineligible
|  | RCL | Ion Beam Implanter |  |  | Y |  |  |  |  | An electronic system that implants ions for fabrication of semiconductor materials. | [5 empty] | Ineligible
|  | RCM | Microscope (Electron Beam), Non-Medical |  |  | Y |  |  |  |  | a particle beam system used to view objects or details too small to view with an optical microscope. | [5 empty] | Ineligible
|  | RCN | Personnel Security Backscatter X-Ray System |  |  | Y |  |  |  |  | A system intended to find contraband, explosives, and weapons concealed under the clothing of a person through the use of backscattered x-rays. | [5 empty] | Ineligible
|  | RCO | Personnel Security Transmission X-Ray System |  |  | Y |  |  |  |  | A system intended to find contraband, explosives, and weapons concealed under the clothing of a person or inside a person through the use of transmitted x-rays. | [5 empty] | Ineligible
|  | RCP | Vehicle And Cargo X-Ray System, Mobile |  |  | Y |  |  |  |  | A mobile system, usually mounted in a truck or similar conveyance which uses x-rays to find contraband, explosives, or weapons concealed in vehicles and cargo containers. | [5 empty] | Ineligible
|  | RCQ | Vehicle And Cargo X-Ray System, Stationary |  |  | Y |  |  |  |  | A large system often in its own architectural structure, that does not encompass entire vehicles or cargo containers, which uses x-rays to find contraband, explosives, or weapons concealed in vehicles and cargo containers which pass through the system. | [5 empty] | Ineligible
|  | RCR | Microwave Oven, Consumer |  |  | Y |  |  |  |  | A machine that utilizes microwave radiation for food preparation, designed for home use. | [5 empty] | Ineligible
|  | RCS | Microwave Oven, Commercial |  |  | Y |  |  |  |  | A machine that utilizes microwave radiation for food preparation, designed for commercial establishments | [5 empty] | Ineligible
|  | RCT | Tunnel/Conveyor |  |  | Y |  |  |  |  | A machine that utilizes microwave radiation for food preparation using a conveyorized or tunnel microwave waveguide. | [5 empty] | Ineligible
|  | RCU | Vending Machine |  |  | Y |  |  |  |  | A machine that utilizes microwave radiation for dispensing heated foods in public areas. | [5 empty] | Ineligible
|  | RCV | Food Processing |  |  | Y |  |  |  |  | A machine that utilizes microwave radiation for food preparation, primarly used in commercial food industry | [5 empty] | Ineligible
|  | RCW | Materials Processing |  |  | Y |  |  |  |  | A machine that utilizes microwave radiation for industry drying/heating of non-food products (non-dielectric heater rf sealers) | [5 empty] | Ineligible
|  | RCX | Clothes Dryer |  |  | Y |  |  |  |  | A machine that utilizes microwave radiation to warm and dry clothing. | [5 empty] | Ineligible
|  | RCY | Medical Waste/Sterilizer |  |  | Y |  |  |  |  | A machine that utilizes microwave radiation for treating or sterilizing medical waste. | [5 empty] | Ineligible
|  | RCZ | Materials Processing, Laboratories |  |  | Y |  |  |  |  | A machine that utilizes microwave radiation for materials processing, custom designed or modified off-shelf for laboratories. | [5 empty] | Ineligible
|  | RDA | Dielectric Heaters, Induction Heaters, Rf Sealers |  |  | Y |  |  |  |  | A machine that utilizes industrial radiofrequency (rf) induction heating with rf fields in frequency range from 2-500 mhz for industrial heating. | [5 empty] | Ineligible
|  | RDB | Electric Blanket |  |  | Y |  |  |  |  | A machine that utilizes microwave or elf radiation in an electric blanket. | [5 empty] | Ineligible
|  | RDC | Shavers |  |  | Y |  |  |  |  | A machine that utilizes microwave or elf radiation for shaving hair. | [5 empty] | Ineligible
|  | RDD | Hair Dryer |  |  | Y |  |  |  |  | A machine that utilizes microwave or elf radiation for drying hair. | [5 empty] | Ineligible
|  | RDE | Sewing Machine |  |  | Y |  |  |  |  | A machine that utilizes microwave or elf radiation for fabric treatment, incorporated in a sewing machine. | [5 empty] | Ineligible
|  | RDF | Motor |  |  | Y |  |  |  |  | A machine that utilizes microwave or elf radiation in a motor. | [5 empty] | Ineligible
|  | RDG | Veterinary, Microwave Medical Products |  |  | Y |  |  |  |  | A machine that utilizes microwave radiation for veterinary treatments. | [5 empty] | Ineligible
|  | RDH | Air Traffic Control |  |  | Y |  |  |  |  | A machine that utilizes microwave radiation associated with identification, safety, security, or surveillance in the air traffic control environment. | [5 empty] | Ineligible
|  | RDI | Police Radar |  |  | Y |  |  |  |  | A machine that utilizes microwave radiation associated with identification, safety, security, or surveillance in the police traffic control environment. | [5 empty] | Ineligible
|  | RDJ | Rf Identification |  |  | Y |  |  |  |  | A machine that utilizes microwave radiation for rf id tags for security, tracking, inventory control, surveillance, etc. | [5 empty] | Ineligible
|  | RDK | Electronic Article Surveillance (Eas) |  |  | Y |  |  |  |  | A machine that utilizes microwave radiation used by retailers to prevent theft of merchandise or products | [5 empty] | Ineligible
|  | RDL | Stun Gun |  |  | Y |  |  |  |  | A machine that utilizes microwave radiation in a stun gun used by law enforcement and military. | [5 empty] | Ineligible
|  | RDM | Anti-Theft Detector (Non-Eas) |  |  | Y |  |  |  |  | A machine that utilizes microwave radiation (not eas or rfid) for security, tracking, inventory control, surveillance, etc. | [5 empty] | Ineligible
|  | RDN | Walkie-Talkie |  |  | Y |  |  |  |  | A machine that utilizes microwave radiation for communication as in walkie talkies. | [5 empty] | Ineligible
|  | RDO | Microwave Lan |  |  | Y |  |  |  |  | A machine that utilizes microwave radiation for communication and data transmission in a local area network. | [5 empty] | Ineligible
|  | RDP | Wireless (Cordless) Telephone |  |  | Y |  |  |  |  | A machine that utilizes microwave radiation for communication in a wireless, cordless telephone. | [5 empty] | Ineligible
|  | RDQ | Cb Amateur Radio |  |  | Y |  |  |  |  | A machine that utilizes microwave radiation for communication in a cb amateur radio. | [5 empty] | Ineligible
|  | RDS | Weather Doppler |  |  | Y |  |  |  |  | A machine that utilizes microwave radiation for data and measurement transmission in a weather doppler system. | [5 empty] | Ineligible
|  | RDT | Rf-Excited Lighting |  |  | Y |  |  |  |  | A machine that utilizes microwave radiation for rf-excited lighting. | [5 empty] | Ineligible
|  | RDU | Pest Controller |  |  | Y |  |  |  |  | A machine that utilizes microwave radiation for pest control. | [5 empty] | Ineligible
|  | RDV | Automotive Accessory, Automobile Or Transport Vehicle |  |  | Y |  |  |  |  | A laser product or product containing a laser that is an automotive or other transport vehicle accessory. | [5 empty] | Ineligible
|  | RDW | General Purpose Laser Products |  |  | Y |  |  |  |  | Product, laser, general, emit beam; A laser or product containing a laser that is intended for general purpose use. | [5 empty] | Ineligible
|  | RDX | Mercury Vapor Lamp |  |  | Y |  |  |  |  | High intensity mercury vapor discharge lamp that is designed, intended, or promoted for illumination purposes and manufactured after march 7, 1980. | [5 empty] | Ineligible
|  | RDY | Metal Halide Lamp |  |  | Y |  |  |  |  | High-intensity mercury vapor discharge lamp means any lamp including any mercury vapor or metal halide lamp, with the exception of tungsten filament self-ballasted mercury vapor lamp, incorporating a high pressure arc discharge tube that has a fill consisting of mercury and that is contained within an outer envelope. | [5 empty] | Ineligible
|  | RDZ | Low-Power Laser Light Show Projector |  |  | Y |  |  |  |  | Product, laser, demo, projector, laser light show/display, class iiia/3r and lower; Laser projection system that incorporates a laser having a maximum radiation output of less than 5mw. | [5 empty] | Ineligible
|  | REA | High-Power Laser Light Show Projector |  |  | Y |  |  |  |  | Product, laser, demo, projector, laser light show/display, class iiib/iv/3b/4; Laser projection system that incorporates a laser having a maximum radiation output power greater than 5mw. | [5 empty] | Ineligible
|  | REB | High-Power Laser Light Show |  |  | Y |  |  |  |  | Product, laser, demo, laser light show/display, class iiib/iv/3b/4; Laser light show or demonstration using laser projection equipment having an output that exceeds 5mw | [5 empty] | Ineligible
|  | REC | Laser Video Projector |  |  | Y |  |  |  |  | A raster-scanned digital image projector that uses a scanned laser beam in conjunction with or incorporated in a video display system or projector. | [5 empty] | Ineligible
|  | RED | Laser Advertising Display System |  |  | Y |  |  |  |  | Product, laser, demo, system, display, advertising | [5 empty] | Ineligible
|  | REE | Laser Visual Display - Display Retinal Image, Non-Medical |  |  | Y |  |  |  |  | Product, laser, display, system, images, direct to retina | [5 empty] | Ineligible
|  | REI | Laser Science Education Products |  |  | Y |  |  |  |  | Product, laser, demo, education, illustrate science principles | [5 empty] | Ineligible
|  | REJ | Laser Children'S Toy/Novelty Product |  |  | Y |  |  |  |  | Product, laser, children's toy/novelty | [5 empty] | Ineligible
|  | REK | Research Laser |  |  | Y |  |  |  |  | Product, laser, research/laboratory; A laser under development in and of itself. A laser used for conducting research during development of new data or to improve a process would not be considered a research laser although it is being used in research. | [5 empty] | Ineligible
|  | REL | Guide-Star Laser System |  |  | Y |  |  |  |  | Product, laser, adaptive-optics telescope focusing accessory, generate artificial star; A laser used for focusing adaptive-optics telescopes. | [5 empty] | Ineligible
|  | REM | Spectroscopy Instrument |  |  | Y |  |  |  |  | Product, laser, instrument, spectroscopy; An instrument incorporating a laser for spectroscopic testing or examination | [5 empty] | Ineligible
|  | REN | Particle-Size Measuring Instrument |  |  | Y |  |  |  |  | Product, laser, instrument, particle size measurement; An instrument or system incorporating a laser for determining the size or number of particles of particles a test sample. | [5 empty] | Ineligible
|  | REO | Analytical Measuring And Detection Laser Product |  |  | Y |  |  |  |  | Product, laser, instrument, analyze/detect chemical species | [5 empty] | Ineligible
|  | REP | Surveying Laser Product |  |  | Y |  |  |  |  | Product, laser, surveying, instrument, determine position by measurement of angles | [5 empty] | Ineligible
|  | REQ | Laser Rangefinders, Time-Of-Flight Speed Measurement Products |  |  | Y |  |  |  |  | Product, laser, measures speed by time-of-flight. Includes laser range finders. | [5 empty] | Ineligible
|  | RER | Alignment Laser Product |  |  | Y |  |  |  |  | Product, laser, alignment, aid positioning or adjusting parts in relation to each other | [5 empty] | Ineligible
|  | RES | Laser Pointer |  |  | Y |  |  |  |  | Product, laser, pointer, indicate point of interest; A laser product intended specifically to define a spot or surface for drawing attention to a viewer. | [5 empty] | Ineligible
|  | RET | Laser Target Designator |  |  | Y |  |  |  |  | Product, laser, target designator; An optical devices, using a beam of laser radiation that permits the alignment of a firearm-type product such as a gun, cannon, or rocket system with its target. | [5 empty] | Ineligible
|  | REU | Laser Aiming Product, Visible |  |  | Y |  |  |  |  | Product, laser, aiming, visible, attached to weapon; An optical devices, using a visible beam of laser light that permits the alignment of a gun, cannon or rocket system with its target | [5 empty] | Ineligible
|  | REV | Laser Aiming Product, Non-Visible |  |  | Y |  |  |  |  | Product, laser, aiming, infrared, attached to weapon, viewed with night-vision equipment; An optical devices, using an invisible beam of laser light that permits the alignment of a gun, cannon or rocket system with its target. | [5 empty] | Ineligible
|  | REW | Ir Laser Illuminator With Alignment Aid/Night Vision System |  |  | Y |  |  |  |  | Product, laser, infrared, illuminator with alignment aid, viewed through night-vision equipment | [5 empty] | Ineligible
|  | REX | Ir Laser Illuminator Only/Night Vision System |  |  | Y |  |  |  |  | Product, laser, infrared, illuminator only, viewed through night-vision equipment | [5 empty] | Ineligible
|  | REY | Collision-Avoidance Laser System |  |  | Y |  |  |  |  | Product, laser, infrared, collision-avoidance system | [5 empty] | Ineligible
|  | REZ | Laser Traffic Signal |  |  | Y |  |  |  |  | Product, laser, traffic signal/control | [5 empty] | Ineligible
|  | RFA | Laser Automotive Lighting & Signals |  |  | Y |  |  |  |  | Product, laser, automotive, lighting/signals | [5 empty] | Ineligible
|  | RFB | Ir Laser Intrusion Detection/Security System |  |  | Y |  |  |  |  | Product, laser, infrared, intrusion detecting, security system | [5 empty] | Ineligible
|  | RFC | Laser Distance, Detection, Ranging (Lidar) |  |  | Y |  |  |  |  | Product, laser, for distance, detection or ranging measurement. | [5 empty] | Ineligible
|  | RFD | Laser Weapon (Military Or Police) |  |  | Y |  |  |  |  | Product, laser, weapon (military/police) | [5 empty] | Ineligible
|  | RFE | Laser Cutter |  |  | Y |  |  |  |  | A high power laser intended to cut or drill a variety of materials in an industrial or commercial environment. | [5 empty] | Ineligible
|  | RFF | Laser Welder |  |  | Y |  |  |  |  | A high power laser intended to weld (join) materials in an industrial or commercial environment. | [5 empty] | Ineligible
|  | RFG | Microelectronic Mask Or Chip Processing, Checking, And/Or Repair |  |  | Y |  |  |  |  | A laser intended to process, inspect, and/or repair microelectronic components in an industrial or commercial environment. | [5 empty] | Ineligible
|  | RFI | Print Industry Plate Maker |  |  | Y |  |  |  |  | A laser intended to etch, engrave or otherwise create printer's plates used in an industrial or commercial environment. | [5 empty] | Ineligible
|  | RFJ | Process Control |  |  | Y |  |  |  |  | A laser used for inspection, counting, or other application intended to monitor a part of the manufacturing process in an industrial or commercial environment. Often incorporated in an automated process system. | [5 empty] | Ineligible
|  | RFK | Laser Vision |  |  | Y |  |  |  |  | A laser used for positioning, focusing, inspection, counting, or other application in an industrial or commercial environment. Often incorporated in an automated assembly line system. | [5 empty] | Ineligible
|  | RFL | Laser Micrometer |  |  | Y |  |  |  |  | A laser used in high precision dimensional measurements in materials processing. | [5 empty] | Ineligible
|  | RFM | Laser-Based Material Positioning System |  |  | Y |  |  |  |  | A laser used in precision positioning of materials in manufacturing in an industrial or commercial environment. | [5 empty] | Ineligible
|  | RFN | Fiber Optic Communication And Data Transfer |  |  | Y |  |  |  |  | A laser used in fiber optic communications to transmit data and information. | [5 empty] | Ineligible
|  | RFO | Ir Free-Space Data Transmit/Control Laser |  |  | Y |  |  |  |  | A laser used in free space (open air) communications to transmit data and information. | [5 empty] | Ineligible
|  | RFP | Remote Controller |  |  | Y |  |  |  |  | A laser used to transmit signals and/or information in order to operate equipment or machinery remotely. | [5 empty] | Ineligible
|  | RFQ | Interferometric Position Measuring Product |  |  | Y |  |  |  |  | A laser used as an interferometer for high precision positioning and/or measurements. | [5 empty] | Ineligible
|  | RFR | Product Incorporating Certified Class 1 Laser Data Measurement, Transmit, Control Product |  |  | Y |  |  |  |  | A data measurement, data transmission, or remote control product that incorporates a certified class 1 laser. | [5 empty] | Ineligible
|  | RFS | Reprographics |  |  | Y |  |  |  |  | A reprographics machine that incorporates a laser utilized to expose internal sensitive components or materials for photocopying text and graphics. | [5 empty] | Ineligible
|  | RFT | Laser Printer |  |  | Y |  |  |  |  | A printing machine that incorporates a laser utilized in printing images on paper. | [5 empty] | Ineligible
|  | RFU | Laser Fax Machine |  |  | Y |  |  |  |  | A printing machine that incorporates a laser utilized in printing fascimilies of images on paper. | [5 empty] | Ineligible
|  | RFV | Cd, Cd-Rom Player |  |  | Y |  |  |  |  | A cd or cd-rom player that utilizes a laser to read data on the compact disc. | [5 empty] | Ineligible
|  | RFW | Dvd, Dvd-Rom, Bluray, Hd Player |  |  | Y |  |  |  |  | A dvd, dvd-rom, bluray, or high definition (hd) player that utilizes a laser to read data on the digitally recorded video disc. | [5 empty] | Ineligible
|  | RFX | Cd-R, Cd-Rw Recorder |  |  | Y |  |  |  |  | A cd-r or cd-rw recorder machine that utilizes a laser to read and/or write data on the compact disc. | [5 empty] | Ineligible
|  | RFY | Dvd, Bluray, Or Hd Recorder |  |  | Y |  |  |  |  | A dvd, bluray, or hd recorder machine that utilizes a laser to read and write or read, write, and erase data on a digitally recorded video disc in any of the data formats: Dvd-r, dvd+r, dvd-ram, dvd-rw, or dvd+rw, or bluray or hd recorders or read/writers. | [5 empty] | Ineligible
|  | RFZ | Upc Scanner Reader (Bar Code Reader) |  |  | Y |  |  |  |  | A laser used to scan across a bar code to identify the product. Bar code readers can be hand-held accessories, under-counter components incorporated in store check-out systems, or laser scanner systems incorporated in assembly lines used for identification and inventory purposes in manufacturing facilities, warehouses and storage facilities, or other consumer, industrial, health care, or commercial locations. | [5 empty] | Ineligible
|  | RGA | Product Incorporating Certified Class 1 Data Utility/Peripheral Laser Product |  |  | Y |  |  |  |  | A utility/peripheral laser product that incorporates a certified class 1 laser. | [5 empty] | Ineligible
|  | RGB | Veterinary Laser |  |  | Y |  |  |  |  | A laser used for treatment of animals other than human | [5 empty] | Ineligible
|  | RGD | Counterfeit Detection |  |  | Y |  |  |  |  | An ultraviolet wavelength noncoherent light source used for detection of counterfeit money. | [5 empty] | Ineligible
|  | RGE | Scientific Crystallography |  |  | Y |  |  |  |  | An ultraviolet wavelength noncoherent light source used in crystallography for identification. | [5 empty] | Ineligible
|  | RGF | Forensics |  |  | Y |  |  |  |  | An ultraviolet wavelength noncoherent light source used in forensics for fingerprint detection. | [5 empty] | Ineligible
|  | RGG | Forensics Laser |  |  | Y |  |  |  |  | An ultraviolet wavelength laser used in forensics for fingerprint detection. | [5 empty] | Ineligible
|  | RGH | Toilet Seat Sanitizer |  |  | Y |  |  |  |  | An ultraviolet wavelength noncoherent light source used for sanitizing toilet seats. | [5 empty] | Ineligible
|  | RGI | Hand Washing Sanitizer |  |  | Y |  |  |  |  | An ultraviolet wavelength noncoherent light source used for sanitizing hands after washing. | [5 empty] | Ineligible
|  | RGJ | Countertop Sanitizer |  |  | Y |  |  |  |  | An ultraviolet wavelength noncoherent light source used for sanitizing a countertop. | [5 empty] | Ineligible
|  | RGK | Towel Cleaner |  |  | Y |  |  |  |  | An ultraviolet wavelength noncoherent light source used for sanitizing towels in a towel washing process. | [5 empty] | Ineligible
|  | RGM | Photochemical Curing And Adhesive |  |  | Y |  |  |  |  | An ultraviolet wavelength noncoherent light source used to illuminate a material of a certain composition such that the light ""cures"" or causes a chemical reaction to change the material in a desired fashion. Typical materials are adhesives, plastics, potting compounds, etc. | [5 empty] | Ineligible
|  | RGN | Photochemical Curing And Adhesive Laser |  |  | Y |  |  |  |  | An ultraviolet wavelength laser light source used to illuminate a material of a certain composition such that the light ""cures"" or causes a chemical reaction to change the material in a desired fashion. Typical materials are adhesives, plastics, potting compounds, etc. | [5 empty] | Ineligible
|  | RGO | Uv Curing |  |  | Y |  |  |  |  | An ultraviolet wavelength noncoherent light source used to illuminate a material of a certain composition such that the light ""cures"" or causes a chemical reaction to change the material in a desired fashion. Typical materials are adhesives, plastics, potting compounds, etc. | [5 empty] | Ineligible
|  | RGP | Black Light |  |  | Y |  |  |  |  | An ultraviolet wavelength noncoherent light source used to illuminate a fluorescent material to produce fluorescence. | [5 empty] | Ineligible
|  | RGQ | Cosmetology Uv Lamp |  |  | Y |  |  |  |  | An ultraviolet wavelength noncoherent light source used to irradiate skin, nails, or hair for cosmetic purposes (excluding tanning). | [5 empty] | Ineligible
|  | RGS | Water Purifier |  |  | Y |  |  |  |  | An ultraviolet wavelength noncoherent light source used to sanitize water. | [5 empty] | Ineligible
|  | RGT | Spectroscopy, Ultraviolet Fluorescence |  |  | Y |  |  |  |  | An ultraviolet wavelength noncoherent light source used to stimulate ultraviolet fluorescence. | [5 empty] | Ineligible
|  | RGU | X-Ray Field Indicator Light Field (Non-Laser) |  |  | N |  |  |  |  | A noncoherent light source incorporated in a diagnostic x-ray system that is irradiated onto the film screen area indicating the x-radiation area. The beam is usually scanned to show a rectangular region for patient placement. | [5 empty] | Ineligible
|  | RGV | Veterinary Optical Product |  |  | Y |  |  |  |  | A noncoherent light source used in veterinary medicine. | [5 empty] | Ineligible
|  | RGW | Uv/Ir Research |  |  | Y |  |  |  |  | A noncoherent ultraviolet or infrared light source used in research. | [5 empty] | Ineligible
|  | RGX | Fluorescent Lamp |  |  | Y |  |  |  |  | A general purpose fluorescent lamp used for illumination. | [5 empty] | Ineligible
|  | RGY | Ir Intrusion Detector |  |  | Y |  |  |  |  | A noncoherent infrared light source used to detect motion to protect against intrusion. | [5 empty] | Ineligible
|  | RGZ | Ir Security |  |  | Y |  |  |  |  | A noncoherent infrared light source used for security. | [5 empty] | Ineligible
|  | RHA | Ir Data Transmit/Control |  |  | Y |  |  |  |  | A noncoherent infrared source used for data transmission or remote control of another product or machine. | [5 empty] | Ineligible
|  | RHB | Tungsten Halogen Lamp |  |  | Y |  |  |  |  | A tungsten halogen lamp. | [5 empty] | Ineligible
|  | RHC | High Pressure Mercury, Metal Halide, And Mercury Xenon Lamp (Not For General Purpose Illumination) |  |  | Y |  |  |  |  | A high pressure mercury vapor, metal halide, or mercury xenon lamp used for a specific purpose and not intended for general purpose illumination. Specific examples are lamps used in scientific and industrial equipment, projection televisions and computer projectors, searchlights, etc. | [5 empty] | Ineligible
|  | RHD | Ir Remote Controller |  |  | Y |  |  |  |  | A noncoherent infrared light source used to transmit signals and/or information in order to operate equipment or machinery remotely. | [5 empty] | Ineligible
|  | RHF | Digital Display Monitor |  |  | Y |  |  |  |  | A monitor or projector that uses a high intensity light source to illuminate pixels to produce images driven from a digital image source. | [5 empty] | Ineligible
|  | RHG | Light, Spectrum, Broad (Non-Medical) |  |  | Y |  |  |  |  | A broad spectrum output noncoherent light source intended for general purpose. | [5 empty] | Ineligible
|  | RHH | Led Lamps Emitting Visible Light Intended To Be Used For Illumination Purposes |  |  | Y |  |  |  |  | LED lamps emitting predominantly visible and/or white light intended to be used for illumination purposes. These include illumination products, flashlights, finished bulbs or lamps. | [5 empty] | Ineligible
|  | RHI | Mercury Vapor Lamp, Not Self-Extinguishing, R-Type |  |  | Y |  |  |  |  | High intensity mercury vapor discharge lamp, not self-extinguishing, r lamp | [5 empty] | Ineligible
|  | RHJ | Television, Less Than 25kv And Less Than 0.1 Mr/Hr |  |  | Y |  |  |  |  | Television product, less than 25 kilovolt and less than 0.1 milliroentgen per hour | [5 empty] | Ineligible
|  | RHK | Laser Marker Or Engraver, Industrial Or Commercial |  |  | Y |  |  |  |  | A laser intended to mark or engrave an object with text, logos, etc. Using either a mask or a scanned laser beam. | [5 empty] | Ineligible
|  | RHL | Laser Therapy Product |  |  | N |  |  |  |  | Non-surgical laser used on parts of the human body for therapeutic uses, such as pain management. | [5 empty] | Ineligible
|  | RHM | Image Digitizer |  |  | Y |  |  |  |  | Product, laser, image digitizer; Converts analog image into digital image format. | [5 empty] | Ineligible
|  | RHN | Fiber Optic Instrument For Testing Optical Fibers |  |  | Y |  |  |  |  | A laser used in an instrument for testing and characterizing optical fibers. | [5 empty] | Ineligible
|  | RHO | Sound Amplification Product |  |  | Y |  |  |  |  | Intended to amplify environmental sound for non-hearing impaired consumers | [5 empty] | Ineligible
|  | RHP | Uv Lamp, Germicidal |  |  | Y |  |  |  |  | An ultraviolet wavelength noncoherent light source intended for use in general purpose, germicidal systems. | [5 empty] | Ineligible
|  | RHQ | Hologram Displaying Or Creating Laser Product. |  |  | Y |  |  |  |  | Laser product or product containing a laser that is for the creation or display of holograms for entertainment, artistic, or educational purposes. | [5 empty] | Ineligible
|  | RHR | Laser Holographic System For Experiments, Research, Or Prototype Development |  |  | Y |  |  |  |  | A laser holographic system intended to be used for experimental or research purposes; May be prototypes for later manufacturing | [5 empty] | Ineligible
|  | RHS | Laser Holographic System |  |  | Y |  |  |  |  | A laser holographic system intended for measurement or process control in manufacturing, inspection, diagnosis or similar engineering activities | [5 empty] | Ineligible
|  | RHT | Laser Mouse, Trackball, Or Similar |  |  | Y |  |  |  |  | A mouse or trackball related to a computer or similar electronic tool, used to control the curser on the screen interface. | [5 empty] | Ineligible
|  | RHU | Led For Signaling/Tracking/Triggering |  |  | Y |  |  |  |  | Products that incorporate light emitting diodes (LEDs) to be used in relation to a computer or electronic tool, to signal/trigger a sensor, to track movement, or control the product. | [5 empty] | Ineligible
|  | RHV | Metal Deposition Laser Product |  |  | Y |  |  |  |  | A Laser driven metal deposition system. | [5 empty] | Ineligible
|  | RHW | Uv Lamp For Home Or Business Uses |  |  | Y |  |  |  |  | Uv noncoherent lamp product intended for consumer or commercial use; Including printing, reprographics, and other such processes | [5 empty] | Ineligible
|  | RHX | Sodium Vapor Lamp |  |  | Y |  |  |  |  | A sodium vapor lamp is a gas discharge lamp that uses sodium in an excited state to product light. There are two varieties of such lamps: Low pressure and high pressure. It is for general purpose illumination. | [5 empty] | Ineligible
|  | RHY | Laser Sensing System |  |  | Y |  |  |  |  | Laser wavefront sensing and/or topographic measurement sensor system. | [5 empty] | Ineligible
|  | RHZ | 3d Laser Scanning System |  |  | Y |  |  |  |  | A 3d laser scanning system to be used in an accurate free form process to capture physical objects and produce a complete digital representation of the object for applications such as reverse engineering, prototyping, design, modeling, or others. | [5 empty] | Ineligible
|  | RIA | High Intensity Lamp |  |  | Y |  |  |  |  | High intensity mercury vapor or metal halide lamp, intended for general purpose illumination, but of such a design that breakage of an outer envelope will not result in increased uv emissions. | [5 empty] | Ineligible
|  | RIB | Microscopy Laser Instrument Or Accessory Products |  |  | Y |  |  |  |  | A laser product for microscopic studies of samples or a microscope laser accessory to assist in such microscopic studies. | [5 empty] | Ineligible
|  | RIC | Ultrasonic Cutter |  |  | Y |  |  |  |  | Equipment used to cut objects in commercial or industrial applications. | [5 empty] | Ineligible
|  | RID | Liquid Crystal Display (Lcd) |  |  | Y |  |  |  |  | A liquid crystal display (LCD) is a flat panel display that uses the light modulating properties of liquid crystal. | [5 empty] | Ineligible
|  | RIE | Visible Laser Illuminator |  |  | Y |  |  |  |  | Laser product, visible wavelength, illuminator. | [5 empty] | Ineligible
|  | RIF | Smart Meter |  |  | Y |  |  |  |  | An electrical meter that records consumption of a consumable product delivered by a utility company and communicates wirelessly back to the utility company for monitoring and billing purposes. | [5 empty] | Ineligible
|  | RIG | Laser Illuminated Projector |  |  | Y |  |  |  |  | A full-frame digital image projector which incorporates lasers and possibly other light sources to illuminate image processing components. | [5 empty] | Ineligible
|  | RIH | Metal Halide Lamp, Other |  |  | Y |  |  |  |  | Any metal halide lamp, including sodium vapor, that does not incorporate a high-pressure arc discharge tube that has a fill consisting primarily of mercury and that is contained within an outer envelope. | [5 empty] | Ineligible
|  | RII | Scientific Optical Instrument, Noncoherent |  |  | Y |  |  |  |  | Any scientific or research instrument that incorporates or uses any noncoherent light source. | [5 empty] | Ineligible
|  | RIJ | Automotive Radar |  |  | Y |  |  |  |  | A machine that utilizes microwave radiation for object detection and collision avoidance. | [5 empty] | Ineligible
|  | RIK | Television Or Monitor, Non-Crt, Non-Medical, Video Display |  |  | Y |  |  |  |  | An electronic product designed to receive and display television or video signals from broadcast, cable, video player or recorder, computer, or other source. This may be a receiver or monitor or similar. This does not use a cathode ray tube (CRT) to display the image. This would include LED, OLED, LCD, Plasma technology televisions/monitors. | [5 empty] | Ineligible
|  | RIL | Laser Ignition Tool |  |  | Y |  |  |  |  | product which is designed to use laser emission to ignite a material. | [5 empty] | Ineligible
|  | RIM | Laser Marker, Cutter, Or Engraver, Tabletop, Consumer |  |  | Y |  |  |  |  | A laser intended for consumer, non-industrial, applications to mark, cut, or engrave objects with text, logos, etc. using either a mask or a scanned laser beam in a portable/tabletop/desktop size, often marketed as do it yourself (DIY) tools. | [5 empty] | Ineligible
|  | RIN | Laser Illuminated Lighting Instrument |  |  | Y |  |  |  |  | A laser illuminated spotlight used for entertainment lighting effects. | [5 empty] | Ineligible
|  | RIO | Led Toys And Entertainment Products |  |  | Y |  |  |  |  | Products that incorporate light emitting diodes (LEDs) to be used in toys or entertaiment products to control, illuminate, or interact with the user. These products include LED "lasertag" toys, and blacklights for home use. | [5 empty] | Ineligible
|  | RIP | Led Diodes Sold As Components To Be Installed In Finished Electronic Products |  |  | Y |  |  |  |  | LEDs sold as components to be installed in finished electronic products, such as bare LED diodes and LED diode arrays without control or power modules or standard lamp fitting included. Not including finished bulbs or lamps. | [5 empty] | Ineligible
|  | RIQ | Low Emission Leds As Indicators Or Decorations |  |  | Y |  |  |  |  | Finished LED products intended to act as an indicator or for decorative purposes, such as Christmas tree lights or display backlighting. LED product only intending to emit visible radiation at low intensities. | [5 empty] | Ineligible

## 510k(top100)
advisory_committee_description | product_code | applicant | decision_date | decision_code | country_code | device_name | advisory_committee | expedited_review_flag | k_number | date_received | decision_description | clearance_type | PFA_EP_Flag | Deal_Relevance | Analyst_Notes
Gastroenterology, Urology | GCJ | United States Endoscopy Group, Inc. | 1991-06-06 | SESE | US | LAPAROSCOPIC RINSING CONTAINER | GU |  | K911488 | 1991-04-04 | Substantially Equivalent | Traditional | Other | High | US GI/urology device, legacy 510(k), limited current deal relevance
Obstetrics/Gynecology | HEI | Snowden-Pencer | 1992-06-09 | SESE | US | SNOWDEN-PENCER IRRIGATION PUMP | OB |  | K920985 | 1992-03-02 | Substantially Equivalent | Traditional | Other | High | US OB/GYN irrigation device, older clearance, monitoring only
Cardiovascular | DXN | Ya Horng Electronic Co., Ltd. | 2022-08-30 | SESE | TW | INDEX BPM | CV |  | K221486 | 2022-05-23 | Substantially Equivalent | Traditional | PFA | Medium | Taiwan cardiovascular BPM device, recent 510(k), emerging market exposure
Dental | ELW | Kettenbach GmbH & Co. KG | 2008-08-06 | SESE | DE | KETTOSIL AND SILGINAT | DE |  | K082157 | 2008-07-31 | Substantially Equivalent | Traditional | Other | Medium | German dental material device, niche application, low M&A priority
Obstetrics/Gynecology | MQE | Kitazato Corporation | 2017-07-11 | SESE | JP | Kitazato OPU Needles | OB |  | K162881 | 2016-10-14 | Substantially Equivalent | Traditional | Other | Medium | Japan OB/GYN device, established product line, strategic watchlist
Gastroenterology, Urology | EYB | Boston Scientific Corporation | 2014-01-08 | SESE | US | OCCLUDER OCCLUSION BALLOON CATHETER | GU |  | K133750 | 2013-12-09 | Substantially Equivalent | Traditional | Other | High | US GI/urology balloon catheter, large-cap portfolio product
Obstetrics/Gynecology | HET | Core Dynamics, Inc. | 1995-05-05 | SESE | US | CANNUAL AND TROCAR, SUPERPUBIC | OB |  | K950457 | 1995-02-03 | Substantially Equivalent | Traditional | Other | High | US OB/GYN surgical instrument, legacy clearance, limited scale
General, Plastic Surgery | GDW | C.R. Bard, Inc. | 2011-05-24 | SESE | US | SORBAFIX (TM) ABSORBABLE FIXATION SYSTEM, PERMAFIX (TM) FIXATION SYSTEM | SU |  | K111153 | 2011-04-25 | Substantially Equivalent | Special | Other | High | US general surgery fixation system, legacy Bard asset
Gastroenterology, Urology | KNY | Olympus Surgical Technologies America | 2013-02-04 | SESE | US | VARI-PASS VARIABLE LENGTH ACCESS SHEATH | GU |  | K123170 | 2012-10-09 | Substantially Equivalent | Special | Other | High | US GI/urology access sheath, core Olympus platform product
Anesthesiology | BZD | Devilbiss Healthcare, LLC | 2011-11-22 | SESE | US | DEVILBISS INTELLIPAP / SLEEPCUBE AUTO BILEVEL | AN |  | K112220 | 2011-08-02 | Substantially Equivalent | Traditional | Other | High | US anesthesia respiratory device, mature product, stable end-market
Gastroenterology, Urology | KNT | Boston Scientific Corporation | 2021-04-27 | SESE | US | Safety Trocar Cannula | GU |  | K211072 | 2021-04-12 | Substantially Equivalent | Traditional | Other | High
General Hospital | FMF | Promisemed Hangzhou Meditech Co., Ltd. | 2021-09-09 | SESE | CN | Promisemed Sterile Hypodermic Syringes, Verifine Sterile Hypodermic Syringes | HO |  | K211242 | 2021-04-26 | Substantially Equivalent | Traditional | Other | Medium
Cardiovascular | DXH | Universal Medical, Inc. | 1996-04-22 | SESE | US | PACETRAK PLUS | CV |  | K954495 | 1995-09-27 | Substantially Equivalent | Traditional | PFA | High
Radiology | JAK | Thirona BV | 2024-01-08 | SESE | NL | LungQ v3.0.0 | RA |  | K232412 | 2023-08-10 | Substantially Equivalent | Traditional | PFA | Medium
Cardiovascular | DQY | Basis Medical | 2025-02-28 | SESE | US | Seclusion Catheter | CV |  | K243436 | 2024-11-05 | Substantially Equivalent | Traditional | PFA | High
Immunology | OIU | Fujirebio Diagnostics,Inc. | 2010-03-18 | SESE | US | ARCHITECT HE4, ARCHITECT HE4 CALIBRATORS AND ARCHITECT HE4 CONTROLS, MODELS 2, 2P54, 2P54-01, 2P54-10 SP54-01, | IM |  | K093957 | 2009-12-23 | Substantially Equivalent | Traditional | Other | High
Physical Medicine | ILO | Hollister, Inc. | 1996-12-31 | SESE | US | INCARE HOT/ICE SYSTEM SHOULDER BLANKET | PM |  | K964057 | 1996-10-09 | Substantially Equivalent | Traditional | Other | High
Ophthalmic | LPL | Ocular Sciences Puerto Rico, Inc. | 1999-01-29 | SESE | US | BIOMEDICS 55 (OCUFILCON D) UV BLOCKING SOFT (HYDROPHILIC) CONTACT LENS | OP |  | K982947 | 1998-08-21 | Substantially Equivalent | Traditional | Other | High
Radiology | LLZ | Clearview Diagnostics, Inc. | 2014-05-28 | SESE | US | CLEARVIEWHD | RA |  | K140139 | 2014-01-22 | Substantially Equivalent | Traditional | PFA | High
Dental | EJT | Argen Precious Metals, Inc. | 1994-03-17 | SESE | US | AUROLITE 6 | DE |  | K940580 | 1994-02-08 | Substantially Equivalent | Traditional | Other | High
Orthopedic | JDI | DePuy Orthopaedics, Inc. | 1998-10-05 | SESE | US | DEPUY C-STEM SYSTEM | OR |  | K982918 | 1998-08-19 | Substantially Equivalent | Traditional | PFA | High
Cardiovascular | PDU | Ra Medical Systems,Inc | 2017-05-24 | SESE | US | RA-308 Excimer Laser System, Excimer Laser Catheter | CV |  | K170349 | 2017-02-03 | Substantially Equivalent | Traditional | PFA | High
Radiology | LMD | Samsung Sds Co., Ltd. | 1999-10-13 | SESE | US | RAYPAX WEB CLINICAL SYSTEM | RA |  | K992426 | 1999-07-21 | Substantially Equivalent | Traditional | PFA | High
Dental | EGI | C.D. Charles, Inc. | 1980-08-13 | SESE | US | PARALLEL-A-PREP | DE |  | K801853 | 1980-08-04 | Substantially Equivalent | Traditional | Other | High
General Hospital | FMT | First Touch Disposables, Inc. | 1997-01-23 | SESE | US | FIRST TOUCH DISPOSABLES TEMPERATURE PROBES | HO |  | K950422 | 1995-02-02 | Substantially Equivalent | Traditional | Other | High
Microbiology | OQO | Qiagen | 2014-12-19 | SESE | US | artus HSV-1/2 QS-RGQ MDx Kit | MI |  | K142738 | 2014-09-23 | Substantially Equivalent | Traditional | Other | High
General Hospital | FRG | Cypress Medical Products, Ltd. | 1992-10-19 | SEKD | US | DRESSING CHANG & WOUND MANAGEMENT | HO |  | K920480 | 1992-01-29 | Unknown | Traditional | Other | High
Radiology | IXA | Eastman Kodak Company | 1988-01-19 | SESE | US | KODAK KODAFLEX II CASSETTE | RA |  | K875083 | 1987-12-09 | Substantially Equivalent | Traditional | PFA | High
General, Plastic Surgery | GES | Devon Industries, Inc. | 1993-08-18 | SESE | US | EASY-ON | SU |  | K932998 | 1993-06-18 | Substantially Equivalent | Traditional | Other | High
Physical Medicine | INI | Optimed Technologies, Inc. | 1996-11-04 | SESE | US | BOOSTER LITE 3 MOTORIZED SCOOTER | PM |  | K955274 | 1995-11-15 | Substantially Equivalent | Traditional | Other | High
Radiology | OWB | Nview Medical, Inc. | 2019-07-08 | SESE | US | nView system 1 | RA |  | K190064 | 2019-01-15 | Substantially Equivalent | Traditional | PFA | High
Radiology | IYO | Sonomed, Inc. | 1992-12-08 | SESE | US | SONOMED 4000P ULTRASONIC PACHYMETER | RA |  | K924311 | 1992-08-26 | Substantially Equivalent | Traditional | PFA | High
Neurology | GXY | Class A Ent. | 1999-04-20 | SESE | US | EEG ELECTRODES MODEL 445 SERIES | NE |  | K982053 | 1998-06-11 | Substantially Equivalent | Traditional | PFA | High
Cardiovascular | DTM | Dideco S.R.L. | 2005-05-20 | SESE | US | D731 MICRO 20 PH.I.S.I.O PEDIATRIC ARTERIAL FILTER, D733 MICRO 40 PH.I.SI.O PEDIATRIC ARTERIAL FILTER | CV |  | K051232 | 2005-05-13 | Substantially Equivalent | Special | PFA | High
Cardiovascular | MKJ | Zoll Medical Corp | 1999-09-03 | ST | US | ZOLL M SERIES WITH RECTILINEAR BI-PHASIC OPTION (M SERIES BI-PHASIC) | CV |  | K990762 | 1999-03-08 | Substantially Equivalent - Subject to Tracking Reg. | Traditional | PFA | High
Unknown | QSZ | Polynovo Biomaterials Pty, Ltd. | 2025-06-20 | SESE | AU | NovoSorb BTM |  |  | K251567 | 2025-05-22 | Substantially Equivalent | Special | Other | Medium
Gastroenterology, Urology | OCT | Inman Liebelt Corp. | 1991-05-10 | SESE | US | UCEZ - STERILE LENS FOG REDUCTION DEVICE | GU |  | K905590 | 1990-12-13 | Substantially Equivalent | Traditional | Other | High
Clinical Chemistry | JQP | Vickers America Medical Corp. | 1980-10-23 | SESE | US | SP 120 SOPHISTICATE | CH |  | K802251 | 1980-09-16 | Substantially Equivalent | Traditional | Other | High
Cardiovascular | DWF | Sorin Group Italia S.R.L. | 2018-11-16 | SESE | IT | PureFlex Arterial Cannulae | CV |  | K180979 | 2018-04-13 | Substantially Equivalent | Traditional | PFA | Medium
Immunology | CZP | Gelco Diagnostics, Inc. | 1983-10-31 | SESE | US | FITC GOAT ANTI-HUMAN IGA A CHAIN | IM |  | K832263 | 1983-06-30 | Substantially Equivalent | Traditional | Other | High
Anesthesiology | CCJ | Catalyst Research Corp. | 1978-12-05 | SESE | US | MINICO | AN |  | K781746 | 1978-10-18 | Substantially Equivalent | Traditional | Other | High
Cardiovascular | DTR | Cobe Laboratories, Inc. | 1980-04-16 | SESE | US | TOPICAL COOLING DEV. TCD. #27-999 | CV |  | K800717 | 1980-03-31 | Substantially Equivalent | Traditional | PFA | High
Obstetrics/Gynecology | LTZ | Thai Nippon Rubber Industry Co., Ltd. | 2000-08-08 | SESE | US | 'ONE TOUCH' LATEX CONDOM WITH NONOXYNOL-9 | OB |  | K001978 | 2000-06-29 | Substantially Equivalent | Abbreviated | Other | High
Anesthesiology | BTT | Vincent Healthcare Products Limited | 2022-12-21 | SESE | HK | inspired VHB20 Heated Humidifier | AN |  | K222351 | 2022-08-04 | Substantially Equivalent | Traditional | Other | Medium
Cardiovascular | DRX | Arbo Medical, Inc. | 1989-09-05 | SESE | US | ARBO TAB DISPOSABLE DIAGNOSTIC RESTING EKG ELECTRO | CV |  | K894648 | 1989-07-24 | Substantially Equivalent | Traditional | PFA | High
Neurology | GZJ | American Imex | 1998-09-22 | SESE | US | PREMIER AP | NE |  | K982221 | 1998-06-24 | Substantially Equivalent | Traditional | PFA | High
General, Plastic Surgery | LZK | Pillar Surgical, Inc. | 1999-11-22 | SESE | US | PILLAR MALAR IMPLANT | SU |  | K992240 | 1999-07-02 | Substantially Equivalent | Traditional | Other | High
Neurology | GWG | Richard Wolf Medical Instruments Corp. | 2004-07-29 | SESE | US | NEURO-ENDOSCOPE SYSTEM BY HOPF, EXISTING OF: ENDOSCOPES, SHEATHS, WORKING ELEMENTS, BIPOLAR AND UNIPOLAR ELECTRODES | NE |  | K031858 | 2003-06-16 | Substantially Equivalent | Traditional | PFA | High
Gastroenterology, Urology | FBK | Surgitek Medical Engineering Corp. | 1991-12-05 | SESE | US | SCLEROTHERAPY NEEDLE | GU |  | K914496 | 1991-10-08 | Substantially Equivalent | Traditional | Other | High
Cardiovascular | DQO | Target Therapeutics | 1991-07-09 | SESE | US | TRACKER UNIBODY, UNIBODY W/SIDE & 25 SIDE HOLES | CV |  | K911605 | 1991-04-10 | Substantially Equivalent | Traditional | PFA | High
Ophthalmic | OPT | Infrascan, Inc. | 2013-01-11 | SESE | US | INFRASCANNER | OP |  | K120949 | 2012-03-30 | Substantially Equivalent | Traditional | Other | High
General, Plastic Surgery | FTM | DePuy Orthopaedics, Inc. | 2007-09-04 | SESE | US | DEPUY RESTORE ORTHOBIOLOGIC SOFT TISSUE IMPLANT | SU |  | K071016 | 2007-04-10 | Substantially Equivalent | Traditional | Other | High
Hematology | JBP | Roche Diagnostics Corp. | 2000-01-14 | SESE | US | ACT TEST CATRIDGES FOR COAGUCHEK PRO SYSTEM, ACT CONTROLS FOR COAGUCHEK PRO SYSTEM | HE |  | K992851 | 1999-08-24 | Substantially Equivalent | Traditional | Other | High
Clinical Toxicology | JXM | Diagnostic Products Corp. | 1989-01-24 | SESE | US | DOUBLE ANTIBODY SERUM BENZODIAZEPINES | TX |  | K890001 | 1989-01-03 | Substantially Equivalent | Traditional | Other | High
Cardiovascular | DRX | Clinical Data, Inc. | 1987-01-06 | SESE | US | DISPOSABLE ECG MONITORING ELECTRODE | CV |  | K863904 | 1986-10-07 | Substantially Equivalent | Traditional | PFA | High
Orthopedic | HWC | Synthes (Usa) | 1995-08-18 | SESE | US | SYNTHES (USA) [SYNTHES[ SELF-DRILLING SCHANZ SCREW | OR |  | K952296 | 1995-05-16 | Substantially Equivalent | Traditional | PFA | High
Cardiovascular | DPS | Harvey-Bostwick, Inc. | 1983-07-18 | SESE | US | APNEA/BRADYCARDIA MONITOR HB 95 | CV |  | K830666 | 1983-03-04 | Substantially Equivalent | Traditional | PFA | High
Ear, Nose, Throat | EOB | Medtronic Xomed, Inc. | 2018-04-20 | SESE | US | Sharpsite AC Rigid Endsocope | EN |  | K173855 | 2017-12-20 | Substantially Equivalent | Traditional | Other | High
Cardiovascular | DRC | North American Instrument Corp. | 1987-05-06 | SESE | US | NAMIC SELDINGER INTRODUCER NEEDLE | CV |  | K871378 | 1987-04-07 | Substantially Equivalent | Traditional | PFA | High
Ear, Nose, Throat | ERL | Misten Medical Corp. | 1996-07-25 | SESE | US | MISTEN MEDICAL MISTEN MEDICAL SURGICAL DRILL | EN |  | K962163 | 1996-06-04 | Substantially Equivalent | Traditional | Other | High
Orthopedic | JWH | Joint Medical Products Corp. | 1994-10-03 | SN | US | S-ROM NOILES CRUCIATE RETAINING KNEE | OR |  | K936037 | 1993-12-20 | Substantially Equivalent for Some Indications | Traditional | PFA | High
Ophthalmic | HLJ | Lacrimedics, Inc. | 1994-11-22 | SESE | US | FOCOMETER | OP |  | K944402 | 1994-09-12 | Substantially Equivalent | Traditional | Other | High
Neurology | GWJ | Ics Medical Corp. | 2000-12-13 | SESE | US | ICS MEDICAL CHARTR EP AND CHARTR OAE SYSTEMS | NE |  | K002985 | 2000-09-25 | Substantially Equivalent | Traditional | PFA | High
Orthopedic | PBF | Materialise N.V | 2014-04-10 | SESE | BE | SURGICASE ORTHOPAEDICS SYSTEM, SURGICASE CONNECT, SURGICASE GUIDES | OR |  | K132290 | 2013-07-23 | Substantially Equivalent | Traditional | PFA | Medium
Cardiovascular | MCW | Kensey Nash Corp. | 2006-04-25 | SESE | US | THROMCAT THROMBECTOMY CATHETER SYSTEM | CV |  | K060016 | 2006-01-03 | Substantially Equivalent | Traditional | PFA | High
Orthopedic | HWC | Synthes USA | 2011-07-25 | SESE | US | 3.7MM/5.0MM DYNAMIC LOCKING SCREW | OR |  | K110592 | 2011-03-02 | Substantially Equivalent | Traditional | PFA | High
Clinical Toxicology | DIS | Pan Probe Biotech, Inc. | 2001-07-20 | SESE | US | LIVESURE BARBITURATES SCREEN TEST | TX |  | K012133 | 2001-07-09 | Substantially Equivalent | Traditional | Other | High
Gastroenterology, Urology | QTH | RQMIS, Inc. | 2022-07-26 | DENG | US | AccuMeasure System | GU |  | DEN210032 | 2021-08-09 | Unknown | Direct | Other | High
Gastroenterology, Urology | FCG | Uni-Quatro Industries Canada, Inc. | 1994-03-11 | SESE | CA | BIP-COAX-SYSTEM | GU |  | K915801 | 1991-12-24 | Substantially Equivalent | Traditional | Other | Medium
Obstetrics/Gynecology | HET | Cabot Medical Corp. | 1988-01-28 | SESE | US | CABOT FIBER LASER PROBE | OB |  | K873115 | 1987-08-10 | Substantially Equivalent | Traditional | Other | High
Clinical Chemistry | CEO | Gilford Diagnostics | 1979-09-24 | SESE | US | INORGANIC PHOSPHORUS REAGENT | CH |  | K791708 | 1979-08-28 | Substantially Equivalent | Traditional | Other | High
Microbiology | GON | Microbiological Assoc. | 1978-11-22 | SESE | US | RUBELISA TEST KIT | MI |  | K780996 | 1978-06-13 | Substantially Equivalent | Traditional | Other | High
Clinical Chemistry | CIG | Omega Medical Electronics | 1982-07-13 | SESE | US | TOTAL BILIRUBIN REAGENT SET | CH |  | K821197 | 1982-04-27 | Substantially Equivalent | Traditional | Other | High
General, Plastic Surgery | GEX | Xintec Corporation | 1992-04-07 | SESE | US | PRODIGY ND:YAG SURGICAL LASER SYSTEM | SU |  | K914679 | 1991-10-18 | Substantially Equivalent | Traditional | Other | High
Unknown | LCM | OraSure Technologies, Inc. | 2000-05-15 | SESE | US | STC PCP INTERCEPT MICRO-PLATE EIA, MODEL 11541 |  |  | K000399 | 2000-02-07 | Substantially Equivalent | Traditional | Other | High
Clinical Chemistry | JIW | Diagnostic Products Corp. | 1990-10-04 | SESE | US | SOPHEIA 1000 (S1CAL) & SOPHEIA 2000 (S2CAL) | CH |  | K902575 | 1990-06-11 | Substantially Equivalent | Traditional | Other | High
Anesthesiology | CCL | Vascular Technology Incorporated | 1985-06-20 | SESE | US | VASCULAR TECH # 100123 POLAROGRAPHIC OXGYEN SENSOR | AN |  | K852275 | 1985-05-29 | Substantially Equivalent | Traditional | Other | High
Immunology | DBL | Biochemical Diagnostic, Inc. | 1991-09-10 | SESE | SE | ANTI-GBM ANTIBODIES QUANTITATIVE KIT | IM |  | K904181 | 1990-09-11 | Substantially Equivalent | Traditional | Other | Medium
Cardiovascular | DXQ | Shenzhen Med-Link Electronics Tech Co., Ltd. | 2018-08-02 | SESE | CN | Med-link Reusable Blood Pressure Cuff | CV |  | K173869 | 2017-12-20 | Substantially Equivalent | Traditional | PFA | Medium
General Hospital | FLL | Portable Power Systems, Inc. | 1993-05-26 | SESE | US | BATTERY PACK #1015NC | HO |  | K925675 | 1992-11-10 | Substantially Equivalent | Traditional | Other | High
Radiology | LNH | Amra Medical AB | 2021-11-24 | SESE | SE | AMRA Profiler | RA |  | K211983 | 2021-06-25 | Substantially Equivalent | Traditional | PFA | Medium
Gastroenterology, Urology | FFT | Synectics-Dantec | 1985-11-18 | SESE | US | SYNECTICS LIBERTY SYS COMPRIS DIGITRAPPER MK II MO | GU |  | K853648 | 1985-09-03 | Substantially Equivalent | Traditional | Other | High
Gastroenterology, Urology | KDI | Gambro Renal Products | 2002-08-06 | SESE | US | PRISMA SYSTEM | GU |  | K010805 | 2001-03-16 | Substantially Equivalent | Abbreviated | Other | High
Gastroenterology, Urology | NAY | Intuitive Surgical, Inc. | 2004-11-12 | SESE | US | INTUITIVE SURGICAL HARMONIC CURVED SHEARS INSTRUMENT | GU |  | K042855 | 2004-10-15 | Substantially Equivalent | Special | Other | High
Cardiovascular | DSH | Del Mar Avionics | 1997-03-13 | SESE | US | HOLTER DIGICORDER WITH PACER OPTION (MODEL 483) | CV |  | K963174 | 1996-08-14 | Substantially Equivalent | Traditional | PFA | High
General Hospital | LYY | Phoenix Medical Technology, Inc. | 1989-05-25 | SESE | US | PATIENT EXAMINATION GLOVES (LATEX) | HO |  | K891949 | 1989-03-28 | Substantially Equivalent | Traditional | Other | High
Gastroenterology, Urology | KPN | Travis Industries, Inc. | 1990-09-12 | SESE | US | WET-NO-MORE MONITOR | GU |  | K903856 | 1990-07-24 | Substantially Equivalent | Traditional | Other | High
Radiology | IYO | Toshiba Medical Systems | 1986-03-12 | SESE | US | CONVEX PROBE, PVE-382M | RA |  | K855124 | 1985-12-23 | Substantially Equivalent | Traditional | PFA | High
Dental | DZE | T Strong, Inc. | 2014-06-05 | SESE | US | U FIT DENTAL IMPLANT SYSTEM | DE |  | K132956 | 2013-09-20 | Substantially Equivalent | Traditional | Other | High
Radiology | IZO | Fischer Imaging Corp. | 1988-05-04 | SESE | US | THREE PHASE, DIAGNOSTIC X-RAY GENERATOR MICRO-X 80 | RA |  | K880522 | 1988-02-09 | Substantially Equivalent | Traditional | PFA | High
Neurology | GZJ | Epmi, Inc. | 1982-12-15 | SESE | US | MODEL 402P SEQUENCER FOR EMPI TEMS DEV | NE |  | K823299 | 1982-11-05 | Substantially Equivalent | Traditional | PFA | High
Cardiovascular | DRE | Spectranetics, Inc. | 2022-08-24 | SESE | US | TightRail Guardian Motorized Dilator Sheath | CV |  | K212784 | 2021-09-01 | Substantially Equivalent | Traditional | PFA | High
Orthopedic | MQP | Surgicraft , Ltd. | 2004-09-08 | SESE | US | STALIF TT | OR |  | K041617 | 2004-06-15 | Substantially Equivalent | Traditional | PFA | High
Dental | EHD | Trophy Radiologie | 2004-02-20 | SESE | FR | TROPHYPAN AND TROPHYPAN C | DE |  | K033690 | 2003-11-24 | Substantially Equivalent | Traditional | Other | Medium
Unknown | LOS | Philips Medical Systems (Cleveland), Inc. | 1984-11-13 | SESE | US | N-CHANNEL |  |  | K834212 | 1983-12-05 | Substantially Equivalent | Traditional | Other | High
General, Plastic Surgery | GEI | Devon Industries, Inc. | 1981-02-12 | SESE | US | ELECTROSURGICAL TIP CLEANER & HOLDER | SU |  | K803055 | 1980-12-02 | Substantially Equivalent | Traditional | Other | High
Dental | ELC | D.B.I. America Corp. | 2005-09-02 | SESE | US | MAXISONIC FAMILY AND SWIFT ULTRASONIC SCALER | DE |  | K051910 | 2005-07-14 | Substantially Equivalent | Traditional | Other | High
Anesthesiology | BZD | Respironics Inc., Sleep & Home Respiratory Group | 2009-05-29 | SESE | US | RESPIRONICS PERFORMAX TOTAL FACE MASK | AN |  | K091271 | 2009-04-30 | Substantially Equivalent | Special | Other | High
Hematology | GKZ | Beckman Coulter, Inc. | 2004-10-12 | SESE | US | COULTER A T 5DIFF CAP PIERCE (CP) | HE |  | K042173 | 2004-08-11 | Substantially Equivalent | Abbreviated | Other | High
Ear, Nose, Throat | ESD | Hearing Aid Co. | 1980-10-10 | SESE | US | WIDEX HEARING AID #'S A18+T & A18+H | EN |  | K802306 | 1980-09-23 | Substantially Equivalent | Traditional | Other | High

## Weekly_Update
Weekly Summary
Last refresh time | 2026-01-24 00:46
Total 510(k) records | 100
High count | 86
High share | 0.86
Latest decision date | 0
Run Weekly Update